## About
Created | By
2019-07-15 | MAS
Notes for AssetGroup&Type:
UnitTables: These aso use the associated device attributes (FeatureMergers) . The Device attributes are preficed with _AGDevice_ (is _AG_Device_SUBTYPECD)

## AssetGroup&Type
domainNetworkName | UNFeatureClass | assetgroupcodeV1 | assetgroupdescV1 | assettypecodeV1 | assettypedescV1 | assetGroupCode | assetGroupDesc | assetTypeCode | assetTypeDesc | associationType | ArcGISFeatureClass | PrimaryAttrName | PrimaryAttrValue | SecondaryAttrName | SecondaryAttrValue | TertiaryAttrName | TertiaryAttrValue | ForthAttrName | ForthAttrValue | nominalVoltageCode | nominalVoltageDesc | featureTypeAttr | assetGroupAttr | assetTypeAttr | assetGroupDescAttr | assetTypeDescAttr | nominalVoltageAttr | UNFeatureClassAttr | domainNetworkAttr | associationTypeAttr | AGV1 | ATV1
Structure | StructureBoundary | 101 | Electric Cabinet Boundary | 0 | Unknown | 101 | Electric Cabinet Boundary | 0 | Unknown | [12 empty] | fme_feature_type | ASSETGROUP | ASSETTYPE | ASSETGROUPDESC | ASSETTYPEDESC | NOMINALVOLTAGE | _UNFEATURECLASS | _domainNetworkName | ASSOCIATION_TYPE | agv1 | atv1
Structure | StructureBoundary | 101 | Electric Cabinet Boundary | 40 | Cabinet Boundary | 101 | Electric Cabinet Boundary | 40 | Cabinet Boundary | [12 empty] | fme_feature_type | ASSETGROUP | ASSETTYPE | ASSETGROUPDESC | ASSETTYPEDESC | NOMINALVOLTAGE | _UNFEATURECLASS | _domainNetworkName | ASSOCIATION_TYPE | agv1 | atv1
Structure | StructureBoundary | 102 | Electric Substation Boundary | 0 | Unknown | 102 | Electric Substation Boundary | 0 | Unknown | [12 empty] | fme_feature_type | ASSETGROUP | ASSETTYPE | ASSETGROUPDESC | ASSETTYPEDESC | NOMINALVOLTAGE | _UNFEATURECLASS | _domainNetworkName | ASSOCIATION_TYPE | agv1 | atv1
Structure | StructureBoundary | 102 | Electric Substation Boundary | 82 | Distribution Substation | 102 | Electric Substation Boundary | 82 | Distribution Substation | [12 empty] | fme_feature_type | ASSETGROUP | ASSETTYPE | ASSETGROUPDESC | ASSETTYPEDESC | NOMINALVOLTAGE | _UNFEATURECLASS | _domainNetworkName | ASSOCIATION_TYPE | agv1 | atv1
Structure | StructureBoundary | 102 | Electric Substation Boundary | 83 | Transmission Substation | 102 | Electric Substation Boundary | 83 | Transmission Substation | [12 empty] | fme_feature_type | ASSETGROUP | ASSETTYPE | ASSETGROUPDESC | ASSETTYPEDESC | NOMINALVOLTAGE | _UNFEATURECLASS | _domainNetworkName | ASSOCIATION_TYPE | agv1 | atv1
Structure | StructureBoundary | 102 | Electric Substation Boundary | 84 | Transmission Switching Substation | 102 | Electric Substation Boundary | 84 | Transmission Switching Substation | [12 empty] | fme_feature_type | ASSETGROUP | ASSETTYPE | ASSETGROUPDESC | ASSETTYPEDESC | NOMINALVOLTAGE | _UNFEATURECLASS | _domainNetworkName | ASSOCIATION_TYPE | agv1 | atv1
Structure | StructureBoundary | 103 | Electric Storage Facility Boundary | 0 | Unknown | 103 | Electric Storage Facility Boundary | 0 | Unknown | [12 empty] | fme_feature_type | ASSETGROUP | ASSETTYPE | ASSETGROUPDESC | ASSETTYPEDESC | NOMINALVOLTAGE | _UNFEATURECLASS | _domainNetworkName | ASSOCIATION_TYPE | agv1 | atv1
Structure | StructureBoundary | 103 | Electric Storage Facility Boundary | 121 | Warehouse | 103 | Electric Storage Facility Boundary | 121 | Warehouse | [12 empty] | fme_feature_type | ASSETGROUP | ASSETTYPE | ASSETGROUPDESC | ASSETTYPEDESC | NOMINALVOLTAGE | _UNFEATURECLASS | _domainNetworkName | ASSOCIATION_TYPE | agv1 | atv1
Structure | StructureBoundary | 104 | Electric Vault Boundary | 0 | Unknown | 104 | Electric Vault Boundary | 0 | Unknown | [12 empty] | fme_feature_type | ASSETGROUP | ASSETTYPE | ASSETGROUPDESC | ASSETTYPEDESC | NOMINALVOLTAGE | _UNFEATURECLASS | _domainNetworkName | ASSOCIATION_TYPE | agv1 | atv1
Structure | StructureBoundary | 104 | Electric Vault Boundary | 1 | Vault Boundary | 104 | Electric Vault Boundary | 1 | Vault Boundary | [12 empty] | fme_feature_type | ASSETGROUP | ASSETTYPE | ASSETGROUPDESC | ASSETTYPEDESC | NOMINALVOLTAGE | _UNFEATURECLASS | _domainNetworkName | ASSOCIATION_TYPE | agv1 | atv1
Structure | StructureBoundary | 105 | Electric Switchgear Boundary | 0 | Unknown | 105 | Electric Switchgear Boundary | 0 | Unknown | [12 empty] | fme_feature_type | ASSETGROUP | ASSETTYPE | ASSETGROUPDESC | ASSETTYPEDESC | NOMINALVOLTAGE | _UNFEATURECLASS | _domainNetworkName | ASSOCIATION_TYPE | agv1 | atv1
Structure | StructureBoundary | 105 | Electric Switchgear Boundary | 161 | Medium Voltage Switchgear | 105 | Electric Switchgear Boundary | 161 | Medium Voltage Switchgear | [12 empty] | fme_feature_type | ASSETGROUP | ASSETTYPE | ASSETGROUPDESC | ASSETTYPEDESC | NOMINALVOLTAGE | _UNFEATURECLASS | _domainNetworkName | ASSOCIATION_TYPE | agv1 | atv1
Structure | StructureBoundary | 105 | Electric Switchgear Boundary | 162 | High Voltage Switchgear | 105 | Electric Switchgear Boundary | 162 | High Voltage Switchgear | [12 empty] | fme_feature_type | ASSETGROUP | ASSETTYPE | ASSETGROUPDESC | ASSETTYPEDESC | NOMINALVOLTAGE | _UNFEATURECLASS | _domainNetworkName | ASSOCIATION_TYPE | agv1 | atv1
Structure | StructureBoundary | 106 | Electric Bay Boundary | 0 | Unknown | 106 | Electric Bay Boundary | 0 | Unknown | [12 empty] | fme_feature_type | ASSETGROUP | ASSETTYPE | ASSETGROUPDESC | ASSETTYPEDESC | NOMINALVOLTAGE | _UNFEATURECLASS | _domainNetworkName | ASSOCIATION_TYPE | agv1 | atv1
Structure | StructureBoundary | 106 | Electric Bay Boundary | 201 | Switchgear Bay | 106 | Electric Bay Boundary | 201 | Switchgear Bay | [12 empty] | fme_feature_type | ASSETGROUP | ASSETTYPE | ASSETGROUPDESC | ASSETTYPEDESC | NOMINALVOLTAGE | _UNFEATURECLASS | _domainNetworkName | ASSOCIATION_TYPE | agv1 | atv1
Structure | StructureBoundary | 106 | Electric Bay Boundary | 202 | Substation Bay | 106 | Electric Bay Boundary | 202 | Substation Bay | [12 empty] | fme_feature_type | ASSETGROUP | ASSETTYPE | ASSETGROUPDESC | ASSETTYPEDESC | NOMINALVOLTAGE | _UNFEATURECLASS | _domainNetworkName | ASSOCIATION_TYPE | agv1 | atv1
Structure | StructureJunction | 101 | Electric Cabinet | 0 | Unknown | 101 | Electric Cabinet | 0 | Unknown | Containment | SurfaceStructure | SUBTYPECD | 0 | [8 empty] | fme_feature_type | ASSETGROUP | ASSETTYPE | ASSETGROUPDESC | ASSETTYPEDESC | NOMINALVOLTAGE | _UNFEATURECLASS | _domainNetworkName | ASSOCIATION_TYPE | agv1 | atv1
Structure | StructureJunction | 101 | Electric Cabinet | 100 | Cabinet | 101 | Electric Cabinet | 101 | Cabinet | Containment | SurfaceStructure | SUBTYPECD | 2 | [8 empty] | fme_feature_type | ASSETGROUP | ASSETTYPE | ASSETGROUPDESC | ASSETTYPEDESC | NOMINALVOLTAGE | _UNFEATURECLASS | _domainNetworkName | ASSOCIATION_TYPE | agv1 | atv1
Structure | StructureJunction | 101 | Electric Cabinet | 100 | Cabinet | 101 | Electric Cabinet | 101 | Cabinet | Containment | SurfaceStructure | SUBTYPECD | 4 | [8 empty] | fme_feature_type | ASSETGROUP | ASSETTYPE | ASSETGROUPDESC | ASSETTYPEDESC | NOMINALVOLTAGE | _UNFEATURECLASS | _domainNetworkName | ASSOCIATION_TYPE | agv1 | atv1
Structure | StructureJunction | 101 | Electric Cabinet | 100 | Cabinet | 101 | Electric Cabinet | 101 | Cabinet | Containment | SwitchingFacility | SUBTYPECD | 3 | [8 empty] | fme_feature_type | ASSETGROUP | ASSETTYPE | ASSETGROUPDESC | ASSETTYPEDESC | NOMINALVOLTAGE | _UNFEATURECLASS | _domainNetworkName | ASSOCIATION_TYPE | agv1 | atv1
Structure | StructureJunction | 102 | Electric Guy | 0 | Unknown | 102 | Electric Guy | 0 | Unknown | [12 empty] | fme_feature_type | ASSETGROUP | ASSETTYPE | ASSETGROUPDESC | ASSETTYPEDESC | NOMINALVOLTAGE | _UNFEATURECLASS | _domainNetworkName | ASSOCIATION_TYPE | agv1 | atv1
Structure | StructureJunction | 102 | Electric Guy | 41 | Anchor Guy | 102 | Electric Guy | 41 | Anchor Guy | [12 empty] | fme_feature_type | ASSETGROUP | ASSETTYPE | ASSETGROUPDESC | ASSETTYPEDESC | NOMINALVOLTAGE | _UNFEATURECLASS | _domainNetworkName | ASSOCIATION_TYPE | agv1 | atv1
Structure | StructureJunction | 103 | Electric Handhole | 0 | Unknown | 103 | Electric Handhole | 0 | Unknown | Containment | UndergroundStructure | SUBTYPECD | 0 | [8 empty] | fme_feature_type | ASSETGROUP | ASSETTYPE | ASSETGROUPDESC | ASSETTYPEDESC | NOMINALVOLTAGE | _UNFEATURECLASS | _domainNetworkName | ASSOCIATION_TYPE | agv1 | atv1
Structure | StructureJunction | 103 | Electric Handhole | 81 | Handhole | 103 | Electric Handhole | 81 | Handhole | Containment | UndergroundStructure | SUBTYPECD | 1 | [8 empty] | fme_feature_type | ASSETGROUP | ASSETTYPE | ASSETGROUPDESC | ASSETTYPEDESC | NOMINALVOLTAGE | _UNFEATURECLASS | _domainNetworkName | ASSOCIATION_TYPE | agv1 | atv1
Structure | StructureJunction | 104 | Electric Junction Box | 0 | Unknown | 104 | Electric Junction Box | 0 | Unknown | Structural Attachment | UndergroundStructure | SUBTYPECD | 0 | [8 empty] | fme_feature_type | ASSETGROUP | ASSETTYPE | ASSETGROUPDESC | ASSETTYPEDESC | NOMINALVOLTAGE | _UNFEATURECLASS | _domainNetworkName | ASSOCIATION_TYPE | agv1 | atv1
Structure | StructureJunction | 104 | Electric Junction Box | 121 | Junction Box | 104 | Electric Junction Box | 121 | Junction Box | Structural Attachment | UndergroundStructure | SUBTYPECD | 4 | [8 empty] | fme_feature_type | ASSETGROUP | ASSETTYPE | ASSETGROUPDESC | ASSETTYPEDESC | NOMINALVOLTAGE | _UNFEATURECLASS | _domainNetworkName | ASSOCIATION_TYPE | agv1 | atv1
Structure | StructureJunction | 104 | Electric Junction Box | 121 | Junction Box | 104 | Electric Junction Box | 121 | Junction Box | Structural Attachment | SurfaceStructure | SUBTYPECD | 1 | [8 empty] | fme_feature_type | ASSETGROUP | ASSETTYPE | ASSETGROUPDESC | ASSETTYPEDESC | NOMINALVOLTAGE | _UNFEATURECLASS | _domainNetworkName | ASSOCIATION_TYPE | agv1 | atv1
Structure | StructureJunction | 105 | Electric Manhole | 0 | Unknown | 105 | Electric Manhole | 0 | Unknown | Containment | UndergroundStructure | SUBTYPECD | 0 | [8 empty] | fme_feature_type | ASSETGROUP | ASSETTYPE | ASSETGROUPDESC | ASSETTYPEDESC | NOMINALVOLTAGE | _UNFEATURECLASS | _domainNetworkName | ASSOCIATION_TYPE | agv1 | atv1
Structure | StructureJunction | 105 | Electric Manhole | 161 | Manhole | 105 | Electric Manhole | 161 | Manhole | Containment | UndergroundStructure | SUBTYPECD | 2 | [8 empty] | fme_feature_type | ASSETGROUP | ASSETTYPE | ASSETGROUPDESC | ASSETTYPEDESC | NOMINALVOLTAGE | _UNFEATURECLASS | _domainNetworkName | ASSOCIATION_TYPE | agv1 | atv1
Structure | StructureJunction | 106 | Electric Pad | 0 | Unknown | 106 | Electric Pad | 0 | Unknown | Structural Attachment | SurfaceStructure | SUBTYPECD | 0 | [8 empty] | fme_feature_type | ASSETGROUP | ASSETTYPE | ASSETGROUPDESC | ASSETTYPEDESC | NOMINALVOLTAGE | _UNFEATURECLASS | _domainNetworkName | ASSOCIATION_TYPE | agv1 | atv1
Structure | StructureJunction | 106 | Electric Pad | 201 | Pad | 106 | Electric Pad | 201 | Pad | Structural Attachment | SurfaceStructure | SUBTYPECD | 5 | [8 empty] | fme_feature_type | ASSETGROUP | ASSETTYPE | ASSETGROUPDESC | ASSETTYPEDESC | NOMINALVOLTAGE | _UNFEATURECLASS | _domainNetworkName | ASSOCIATION_TYPE | agv1 | atv1
Structure | StructureJunction | 107 | Electric Pedestal | 0 | Unknown | 107 | Electric Pedestal | 0 | Unknown | Structural Attachment | SurfaceStructure | SUBTYPECD | 0 | [8 empty] | fme_feature_type | ASSETGROUP | ASSETTYPE | ASSETGROUPDESC | ASSETTYPEDESC | NOMINALVOLTAGE | _UNFEATURECLASS | _domainNetworkName | ASSOCIATION_TYPE | agv1 | atv1
Structure | StructureJunction | 107 | Electric Pedestal | 241 | Pedestal | 107 | Electric Pedestal | 241 | Pedestal | Structural Attachment | SurfaceStructure | SUBTYPECD | 6 | [8 empty] | fme_feature_type | ASSETGROUP | ASSETTYPE | ASSETGROUPDESC | ASSETTYPEDESC | NOMINALVOLTAGE | _UNFEATURECLASS | _domainNetworkName | ASSOCIATION_TYPE | agv1 | atv1
Structure | StructureJunction | 108 | Electric Platform | 0 | Unknown | 108 | Electric Platform | 0 | Unknown | [12 empty] | fme_feature_type | ASSETGROUP | ASSETTYPE | ASSETGROUPDESC | ASSETTYPEDESC | NOMINALVOLTAGE | _UNFEATURECLASS | _domainNetworkName | ASSOCIATION_TYPE | agv1 | atv1
Structure | StructureJunction | 108 | Electric Platform | 281 | Platform | 108 | Electric Platform | 281 | Platform | [12 empty] | fme_feature_type | ASSETGROUP | ASSETTYPE | ASSETGROUPDESC | ASSETTYPEDESC | NOMINALVOLTAGE | _UNFEATURECLASS | _domainNetworkName | ASSOCIATION_TYPE | agv1 | atv1
Structure | StructureJunction | 110 | Electric Vault | 0 | Unknown | 110 | Electric Vault | 0 | Unknown | Containment | UndergroundStructure | SUBTYPECD | 0 | [8 empty] | fme_feature_type | ASSETGROUP | ASSETTYPE | ASSETGROUPDESC | ASSETTYPEDESC | NOMINALVOLTAGE | _UNFEATURECLASS | _domainNetworkName | ASSOCIATION_TYPE | agv1 | atv1
Structure | StructureJunction | 110 | Electric Vault | 361 | Vault | 110 | Electric Vault | 361 | Vault | Containment | UndergroundStructure | SUBTYPECD | 3 | [8 empty] | fme_feature_type | ASSETGROUP | ASSETTYPE | ASSETGROUPDESC | ASSETTYPEDESC | NOMINALVOLTAGE | _UNFEATURECLASS | _domainNetworkName | ASSOCIATION_TYPE | agv1 | atv1
Structure | StructureJunction | 111 | Electric Switchgear | 0 | Unknown | 0 | Electric Switchgear | 0 | Unknown | [12 empty] | fme_feature_type | ASSETGROUP | ASSETTYPE | ASSETGROUPDESC | ASSETTYPEDESC | NOMINALVOLTAGE | _UNFEATURECLASS | _domainNetworkName | ASSOCIATION_TYPE | agv1 | atv1
Structure | StructureJunction | 111 | Electric Switchgear | 401 | Medium Voltage Switchgear | 0 | Electric Switchgear | 401 | Medium Voltage Switchgear | Containment | SwitchingFacility | SUBTYPECD | 1 | [8 empty] | fme_feature_type | ASSETGROUP | ASSETTYPE | ASSETGROUPDESC | ASSETTYPEDESC | NOMINALVOLTAGE | _UNFEATURECLASS | _domainNetworkName | ASSOCIATION_TYPE | agv1 | atv1
Structure | StructureJunction | 111 | Electric Switchgear | 401 | Medium Voltage Switchgear | 0 | Electric Switchgear | 401 | Medium Voltage Switchgear | Containment | SwitchingFacility | SUBTYPECD | 2 | [8 empty] | fme_feature_type | ASSETGROUP | ASSETTYPE | ASSETGROUPDESC | ASSETTYPEDESC | NOMINALVOLTAGE | _UNFEATURECLASS | _domainNetworkName | ASSOCIATION_TYPE | agv1 | atv1
Structure | StructureJunction | 111 | Electric Switchgear | 401 | Medium Voltage Switchgear | 0 | Electric Switchgear | 401 | Medium Voltage Switchgear | Containment | SwitchingFacility | SUBTYPECD | 4 | [8 empty] | fme_feature_type | ASSETGROUP | ASSETTYPE | ASSETGROUPDESC | ASSETTYPEDESC | NOMINALVOLTAGE | _UNFEATURECLASS | _domainNetworkName | ASSOCIATION_TYPE | agv1 | atv1
Structure | StructureJunction | 111 | Electric Switchgear | 401 | Medium Voltage Switchgear | 0 | Electric Switchgear | 401 | Medium Voltage Switchgear | Containment | SwitchingFacility | SUBTYPECD | 5 | [8 empty] | fme_feature_type | ASSETGROUP | ASSETTYPE | ASSETGROUPDESC | ASSETTYPEDESC | NOMINALVOLTAGE | _UNFEATURECLASS | _domainNetworkName | ASSOCIATION_TYPE | agv1 | atv1
Structure | StructureJunction | 111 | Electric Switchgear | 402 | High Voltage Switchgear | 111 | Electric Switchgear | 402 | High Voltage Switchgear | [12 empty] | fme_feature_type | ASSETGROUP | ASSETTYPE | ASSETGROUPDESC | ASSETTYPEDESC | NOMINALVOLTAGE | _UNFEATURECLASS | _domainNetworkName | ASSOCIATION_TYPE | agv1 | atv1
Structure | StructureJunction | 112 | Electric Bay | 0 | Unknown | 112 | Electric Bay | 0 | Unknown | [12 empty] | fme_feature_type | ASSETGROUP | ASSETTYPE | ASSETGROUPDESC | ASSETTYPEDESC | NOMINALVOLTAGE | _UNFEATURECLASS | _domainNetworkName | ASSOCIATION_TYPE | agv1 | atv1
Structure | StructureJunction | 112 | Electric Bay | 441 | Cabinet Bay | 112 | Electric Bay | 441 | Cabinet Bay | Containment | Fuse | SUBTYPECD | 1 | CONSTRUCTIONTYPE | Underground | [6 empty] | fme_feature_type | ASSETGROUP | ASSETTYPE | ASSETGROUPDESC | ASSETTYPEDESC | NOMINALVOLTAGE | _UNFEATURECLASS | _domainNetworkName | ASSOCIATION_TYPE | agv1 | atv1
Structure | StructureJunction | 112 | Electric Bay | 441 | Cabinet Bay | 112 | Electric Bay | 441 | Cabinet Bay | Containment | Fuse | SUBTYPECD | 3 | _FACILITYTYPE | switch | [6 empty] | fme_feature_type | ASSETGROUP | ASSETTYPE | ASSETGROUPDESC | ASSETTYPEDESC | NOMINALVOLTAGE | _UNFEATURECLASS | _domainNetworkName | ASSOCIATION_TYPE | agv1 | atv1
Structure | StructureJunction | 112 | Electric Bay | 441 | Cabinet Bay | 112 | Electric Bay | 441 | Cabinet Bay | Containment | Fuse | SUBTYPECD | 4 | CONSTRUCTIONTYPE | Underground | [6 empty] | fme_feature_type | ASSETGROUP | ASSETTYPE | ASSETGROUPDESC | ASSETTYPEDESC | NOMINALVOLTAGE | _UNFEATURECLASS | _domainNetworkName | ASSOCIATION_TYPE | agv1 | atv1
Structure | StructureJunction | 112 | Electric Bay | 441 | Cabinet Bay | 112 | Electric Bay | 441 | Cabinet Bay | Containment | Switch | SUBTYPECD | 3 | [8 empty] | fme_feature_type | ASSETGROUP | ASSETTYPE | ASSETGROUPDESC | ASSETTYPEDESC | NOMINALVOLTAGE | _UNFEATURECLASS | _domainNetworkName | ASSOCIATION_TYPE | agv1 | atv1
Structure | StructureJunction | 112 | Electric Bay | 441 | Cabinet Bay | 112 | Electric Bay | 441 | Cabinet Bay | Containment | Switch | SUBTYPECD | 4 | [8 empty] | fme_feature_type | ASSETGROUP | ASSETTYPE | ASSETGROUPDESC | ASSETTYPEDESC | NOMINALVOLTAGE | _UNFEATURECLASS | _domainNetworkName | ASSOCIATION_TYPE | agv1 | atv1
Structure | StructureJunction | 112 | Electric Bay | 441 | Cabinet Bay | 112 | Electric Bay | 441 | Cabinet Bay | Containment | Switch | SUBTYPECD | 5 | CONSTRUCTIONTYPE | Underground | [6 empty] | fme_feature_type | ASSETGROUP | ASSETTYPE | ASSETGROUPDESC | ASSETTYPEDESC | NOMINALVOLTAGE | _UNFEATURECLASS | _domainNetworkName | ASSOCIATION_TYPE | agv1 | atv1
Structure | StructureJunction | 112 | Electric Bay | 442 | Substation Bay | 112 | Electric Bay | 442 | Substation Bay | [12 empty] | fme_feature_type | ASSETGROUP | ASSETTYPE | ASSETGROUPDESC | ASSETTYPEDESC | NOMINALVOLTAGE | _UNFEATURECLASS | _domainNetworkName | ASSOCIATION_TYPE | agv1 | atv1
Structure | StructureJunction | 120 | Electric High Voltage Pole | 0 | Unknown | 120 | Electric High Voltage Pole | 0 | Unknown | [12 empty] | fme_feature_type | ASSETGROUP | ASSETTYPE | ASSETGROUPDESC | ASSETTYPEDESC | NOMINALVOLTAGE | _UNFEATURECLASS | _domainNetworkName | ASSOCIATION_TYPE | agv1 | atv1
Structure | StructureJunction | 120 | Electric High Voltage Pole | 321 | H-Frame | 120 | Electric High Voltage Pole | 321 | H-Frame | [12 empty] | fme_feature_type | ASSETGROUP | ASSETTYPE | ASSETGROUPDESC | ASSETTYPEDESC | NOMINALVOLTAGE | _UNFEATURECLASS | _domainNetworkName | ASSOCIATION_TYPE | agv1 | atv1
Structure | StructureJunction | 120 | Electric High Voltage Pole | 324 | Single Pole | 120 | Electric High Voltage Pole | 324 | Single Pole | [12 empty] | fme_feature_type | ASSETGROUP | ASSETTYPE | ASSETGROUPDESC | ASSETTYPEDESC | NOMINALVOLTAGE | _UNFEATURECLASS | _domainNetworkName | ASSOCIATION_TYPE | agv1 | atv1
Structure | StructureJunction | 120 | Electric High Voltage Pole | 330 | Single Circuit Lattice | 120 | Electric High Voltage Pole | 330 | Single Circuit Lattice | [12 empty] | fme_feature_type | ASSETGROUP | ASSETTYPE | ASSETGROUPDESC | ASSETTYPEDESC | NOMINALVOLTAGE | _UNFEATURECLASS | _domainNetworkName | ASSOCIATION_TYPE | agv1 | atv1
Structure | StructureJunction | 120 | Electric High Voltage Pole | 331 | Dual Circuit Lattice | 120 | Electric High Voltage Pole | 331 | Dual Circuit Lattice | [12 empty] | fme_feature_type | ASSETGROUP | ASSETTYPE | ASSETGROUPDESC | ASSETTYPEDESC | NOMINALVOLTAGE | _UNFEATURECLASS | _domainNetworkName | ASSOCIATION_TYPE | agv1 | atv1
Structure | StructureJunction | 120 | Electric High Voltage Pole | 332 | Triple Circuit Lattice | 120 | Electric High Voltage Pole | 332 | Triple Circuit Lattice | [12 empty] | fme_feature_type | ASSETGROUP | ASSETTYPE | ASSETGROUPDESC | ASSETTYPEDESC | NOMINALVOLTAGE | _UNFEATURECLASS | _domainNetworkName | ASSOCIATION_TYPE | agv1 | atv1
Structure | StructureJunction | 121 | Electric Medium Voltage Pole | 0 | Unknown | 121 | Electric Medium Voltage Pole | 0 | Unknown | Structural Attachment | SupportStructure | SUBTYPECD | 0 | [8 empty] | fme_feature_type | ASSETGROUP | ASSETTYPE | ASSETGROUPDESC | ASSETTYPEDESC | NOMINALVOLTAGE | _UNFEATURECLASS | _domainNetworkName | ASSOCIATION_TYPE | agv1 | atv1
Structure | StructureJunction | 121 | Electric Medium Voltage Pole | 321 | H-Frame | 121 | Electric Medium Voltage Pole | 321 | H-Frame | [12 empty] | fme_feature_type | ASSETGROUP | ASSETTYPE | ASSETGROUPDESC | ASSETTYPEDESC | NOMINALVOLTAGE | _UNFEATURECLASS | _domainNetworkName | ASSOCIATION_TYPE | agv1 | atv1
Structure | StructureJunction | 121 | Electric Medium Voltage Pole | 324 | Single Pole | 121 | Electric Medium Voltage Pole | 324 | Single Pole | Structural Attachment | SupportStructure | SUBTYPECD | 1 | [8 empty] | fme_feature_type | ASSETGROUP | ASSETTYPE | ASSETGROUPDESC | ASSETTYPEDESC | NOMINALVOLTAGE | _UNFEATURECLASS | _domainNetworkName | ASSOCIATION_TYPE | agv1 | atv1
Structure | StructureJunction | 121 | Electric Medium Voltage Pole | 324 | Single Pole | 121 | Electric Medium Voltage Pole | 324 | Single Pole | Structural Attachment | SupportStructure | SUBTYPECD | 2 | [8 empty] | fme_feature_type | ASSETGROUP | ASSETTYPE | ASSETGROUPDESC | ASSETTYPEDESC | NOMINALVOLTAGE | _UNFEATURECLASS | _domainNetworkName | ASSOCIATION_TYPE | agv1 | atv1
Structure | StructureJunction | 121 | Electric Medium Voltage Pole | 324 | Single Pole | 121 | Electric Medium Voltage Pole | 324 | Single Pole | Structural Attachment | SupportStructure | SUBTYPECD | 5 | [8 empty] | fme_feature_type | ASSETGROUP | ASSETTYPE | ASSETGROUPDESC | ASSETTYPEDESC | NOMINALVOLTAGE | _UNFEATURECLASS | _domainNetworkName | ASSOCIATION_TYPE | agv1 | atv1
Structure | StructureJunction | 121 | Electric Medium Voltage Pole | 324 | Single Pole | 121 | Electric Medium Voltage Pole | 324 | Single Pole | Structural Attachment | SupportStructure | SUBTYPECD | 6 | [8 empty] | fme_feature_type | ASSETGROUP | ASSETTYPE | ASSETGROUPDESC | ASSETTYPEDESC | NOMINALVOLTAGE | _UNFEATURECLASS | _domainNetworkName | ASSOCIATION_TYPE | agv1 | atv1
Structure | StructureJunction | 122 | Electric Low Voltage Pole | 0 | Unknown | 122 | Electric Low Voltage Pole | 0 | Unknown | Structural Attachment | SupportStructure | SUBTYPECD | 0 | [8 empty] | fme_feature_type | ASSETGROUP | ASSETTYPE | ASSETGROUPDESC | ASSETTYPEDESC | NOMINALVOLTAGE | _UNFEATURECLASS | _domainNetworkName | ASSOCIATION_TYPE | agv1 | atv1
Structure | StructureJunction | 122 | Electric Low Voltage Pole | 324 | Single Pole | 122 | Electric Low Voltage Pole | 324 | Single Pole | Structural Attachment | SupportStructure | SUBTYPECD | 3 | [8 empty] | fme_feature_type | ASSETGROUP | ASSETTYPE | ASSETGROUPDESC | ASSETTYPEDESC | NOMINALVOLTAGE | _UNFEATURECLASS | _domainNetworkName | ASSOCIATION_TYPE | agv1 | atv1
Structure | StructureJunction | 122 | Electric Low Voltage Pole | 324 | Single Pole | 122 | Electric Low Voltage Pole | 324 | Single Pole | Structural Attachment | SupportStructure | SUBTYPECD | 4 | [8 empty] | fme_feature_type | ASSETGROUP | ASSETTYPE | ASSETGROUPDESC | ASSETTYPEDESC | NOMINALVOLTAGE | _UNFEATURECLASS | _domainNetworkName | ASSOCIATION_TYPE | agv1 | atv1
Structure | StructureJunction | 122 | Electric Low Voltage Pole | 325 | Ornamental | 122 | Electric Low Voltage Pole | 325 | Ornamental | Structural Attachment | SupportStructure | SUBTYPECD | 7 | [8 empty] | fme_feature_type | ASSETGROUP | ASSETTYPE | ASSETGROUPDESC | ASSETTYPEDESC | NOMINALVOLTAGE | _UNFEATURECLASS | _domainNetworkName | ASSOCIATION_TYPE | agv1 | atv1
Structure | StructureJunction | 123 | Electric Support Pole | 0 | Unknown | 123 | Electric Support Pole | 0 | Unknown | [12 empty] | fme_feature_type | ASSETGROUP | ASSETTYPE | ASSETGROUPDESC | ASSETTYPEDESC | NOMINALVOLTAGE | _UNFEATURECLASS | _domainNetworkName | ASSOCIATION_TYPE | agv1 | atv1
Structure | StructureJunction | 123 | Electric Support Pole | 326 | Stub | 123 | Electric Support Pole | 326 | Stub | [12 empty] | fme_feature_type | ASSETGROUP | ASSETTYPE | ASSETGROUPDESC | ASSETTYPEDESC | NOMINALVOLTAGE | _UNFEATURECLASS | _domainNetworkName | ASSOCIATION_TYPE | agv1 | atv1
Structure | StructureJunction | 123 | Electric Support Pole | 327 | Push Brace | 123 | Electric Support Pole | 327 | Push Brace | [12 empty] | fme_feature_type | ASSETGROUP | ASSETTYPE | ASSETGROUPDESC | ASSETTYPEDESC | NOMINALVOLTAGE | _UNFEATURECLASS | _domainNetworkName | ASSOCIATION_TYPE | agv1 | atv1
Structure | StructureLine | 101 | Electric Duct | 0 | Unknown | 101 | Electric Duct | 0 | Unknown | [12 empty] | fme_feature_type | ASSETGROUP | ASSETTYPE | ASSETGROUPDESC | ASSETTYPEDESC | NOMINALVOLTAGE | _UNFEATURECLASS | _domainNetworkName | ASSOCIATION_TYPE | agv1 | atv1
Structure | StructureLine | 101 | Electric Duct | 41 | Duct | 101 | Electric Duct | 41 | Duct | [12 empty] | fme_feature_type | ASSETGROUP | ASSETTYPE | ASSETGROUPDESC | ASSETTYPEDESC | NOMINALVOLTAGE | _UNFEATURECLASS | _domainNetworkName | ASSOCIATION_TYPE | agv1 | atv1
Structure | StructureLine | 102 | Electric Duct Bank | 0 | Unknown | 102 | Electric Duct Bank | 0 | Unknown | [12 empty] | fme_feature_type | ASSETGROUP | ASSETTYPE | ASSETGROUPDESC | ASSETTYPEDESC | NOMINALVOLTAGE | _UNFEATURECLASS | _domainNetworkName | ASSOCIATION_TYPE | agv1 | atv1
Structure | StructureLine | 102 | Electric Duct Bank | 81 | Duct Bank | 102 | Electric Duct Bank | 81 | Duct Bank | [12 empty] | fme_feature_type | ASSETGROUP | ASSETTYPE | ASSETGROUPDESC | ASSETTYPEDESC | NOMINALVOLTAGE | _UNFEATURECLASS | _domainNetworkName | ASSOCIATION_TYPE | agv1 | atv1
Structure | StructureLine | 103 | Electric Aerial Support | 0 | Unknown | 103 | Electric Aerial Support | 0 | Unknown | [12 empty] | fme_feature_type | ASSETGROUP | ASSETTYPE | ASSETGROUPDESC | ASSETTYPEDESC | NOMINALVOLTAGE | _UNFEATURECLASS | _domainNetworkName | ASSOCIATION_TYPE | agv1 | atv1
Structure | StructureLine | 103 | Electric Aerial Support | 121 | Bridge Suspension | 103 | Electric Aerial Support | 121 | Bridge Suspension | [12 empty] | fme_feature_type | ASSETGROUP | ASSETTYPE | ASSETGROUPDESC | ASSETTYPEDESC | NOMINALVOLTAGE | _UNFEATURECLASS | _domainNetworkName | ASSOCIATION_TYPE | agv1 | atv1
Structure | StructureLine | 103 | Electric Aerial Support | 122 | Other Suspension | 103 | Electric Aerial Support | 122 | Other Suspension | [12 empty] | fme_feature_type | ASSETGROUP | ASSETTYPE | ASSETGROUPDESC | ASSETTYPEDESC | NOMINALVOLTAGE | _UNFEATURECLASS | _domainNetworkName | ASSOCIATION_TYPE | agv1 | atv1
Structure | StructureLine | 103 | Electric Aerial Support | 123 | Spanguy | 103 | Electric Aerial Support | 123 | Spanguy | [12 empty] | fme_feature_type | ASSETGROUP | ASSETTYPE | ASSETGROUPDESC | ASSETTYPEDESC | NOMINALVOLTAGE | _UNFEATURECLASS | _domainNetworkName | ASSOCIATION_TYPE | agv1 | atv1
Structure | StructureLine | 103 | Electric Aerial Support | 124 | Shield Wire | 103 | Electric Aerial Support | 124 | Shield Wire | [12 empty] | fme_feature_type | ASSETGROUP | ASSETTYPE | ASSETGROUPDESC | ASSETTYPEDESC | NOMINALVOLTAGE | _UNFEATURECLASS | _domainNetworkName | ASSOCIATION_TYPE | agv1 | atv1
Structure | StructureLine | 104 | Electric Trench | 0 | Unknown | 104 | Electric Trench | 0 | Unknown | [12 empty] | fme_feature_type | ASSETGROUP | ASSETTYPE | ASSETGROUPDESC | ASSETTYPEDESC | NOMINALVOLTAGE | _UNFEATURECLASS | _domainNetworkName | ASSOCIATION_TYPE | agv1 | atv1
Structure | StructureLine | 104 | Electric Trench | 1 | Trench | 104 | Electric Trench | 101 | Trench | [12 empty] | fme_feature_type | ASSETGROUP | ASSETTYPE | ASSETGROUPDESC | ASSETTYPEDESC | NOMINALVOLTAGE | _UNFEATURECLASS | _domainNetworkName | ASSOCIATION_TYPE | agv1 | atv1
Electric | ElectricAssembly | 1 | Arrester Bank | 0 | Unknown | 12 | Arrester Bank | 0 | Unknown | [12 empty] | fme_feature_type | ASSETGROUP | ASSETTYPE | ASSETGROUPDESC | ASSETTYPEDESC | NOMINALVOLTAGE | _UNFEATURECLASS | _domainNetworkName | ASSOCIATION_TYPE | agv1 | atv1
Electric | ElectricAssembly | 1 | Arrester Bank | 1 | Arrester | 12 | Arrester Bank | 202 | Line | [12 empty] | fme_feature_type | ASSETGROUP | ASSETTYPE | ASSETGROUPDESC | ASSETTYPEDESC | NOMINALVOLTAGE | _UNFEATURECLASS | _domainNetworkName | ASSOCIATION_TYPE | agv1 | atv1
Electric | ElectricAssembly | 3 | Capacitor Bank | 0 | Unknown | 15 | Medium Voltage Power Factor Correcting Bank | 0 | Unknown |  | PFCorrectingEquipment | [10 empty] | fme_feature_type | ASSETGROUP | ASSETTYPE | ASSETGROUPDESC | ASSETTYPEDESC | NOMINALVOLTAGE | _UNFEATURECLASS | _domainNetworkName | ASSOCIATION_TYPE | agv1 | atv1
Electric | ElectricAssembly | 3 | Capacitor Bank | 81 | Overhead Capacitor | 15 | Medium Voltage Power Factor Correcting Bank | 242 | Overhead Capacitor |  | PFCorrectingEquipment | CONSTRUCTIONTYPE | Overhead | [8 empty] | fme_feature_type | ASSETGROUP | ASSETTYPE | ASSETGROUPDESC | ASSETTYPEDESC | NOMINALVOLTAGE | _UNFEATURECLASS | _domainNetworkName | ASSOCIATION_TYPE | agv1 | atv1
Electric | ElectricAssembly | 3 | Capacitor Bank | 82 | Pad Mounted Capacitor | 15 | Medium Voltage Power Factor Correcting Bank | 244 | Pad Mounted Capacitor |  | PFCorrectingEquipment | CONSTRUCTIONTYPE | Underground | [8 empty] | fme_feature_type | ASSETGROUP | ASSETTYPE | ASSETGROUPDESC | ASSETTYPEDESC | NOMINALVOLTAGE | _UNFEATURECLASS | _domainNetworkName | ASSOCIATION_TYPE | agv1 | atv1
Electric | ElectricAssembly | 4 | Circuit Breaker Bank | 0 | Unknown | 18 | Medium Voltage Switch Bank | 0 | Unknown |  | DynamicProtectiveDevice | [10 empty] | fme_feature_type | ASSETGROUP | ASSETTYPE | ASSETGROUPDESC | ASSETTYPEDESC | NOMINALVOLTAGE | _UNFEATURECLASS | _domainNetworkName | ASSOCIATION_TYPE | agv1 | atv1
Electric | ElectricAssembly | 4 | Circuit Breaker Bank | 121 | Circuit Breaker | 18 | Medium Voltage Switch Bank | 301 | Overhead Disconnect Switch | [12 empty] | fme_feature_type | ASSETGROUP | ASSETTYPE | ASSETGROUPDESC | ASSETTYPEDESC | NOMINALVOLTAGE | _UNFEATURECLASS | _domainNetworkName | ASSOCIATION_TYPE | agv1 | atv1
Electric | ElectricAssembly | 4 | Circuit Breaker Bank | 121 | Circuit Breaker | 18 | Medium Voltage Switch Bank | 301 | Overhead Disconnect Switch |  | DynamicProtectiveDevice | SUBTYPECD | 1 | PHASEDESIGNATION | 1 | [6 empty] | fme_feature_type | ASSETGROUP | ASSETTYPE | ASSETGROUPDESC | ASSETTYPEDESC | NOMINALVOLTAGE | _UNFEATURECLASS | _domainNetworkName | ASSOCIATION_TYPE | agv1 | atv1
Electric | ElectricAssembly | 4 | Circuit Breaker Bank | 121 | Circuit Breaker | 18 | Medium Voltage Switch Bank | 301 | Overhead Disconnect Switch |  | DynamicProtectiveDevice | SUBTYPECD | 1 | PHASEDESIGNATION | 2 | [6 empty] | fme_feature_type | ASSETGROUP | ASSETTYPE | ASSETGROUPDESC | ASSETTYPEDESC | NOMINALVOLTAGE | _UNFEATURECLASS | _domainNetworkName | ASSOCIATION_TYPE | agv1 | atv1
Electric | ElectricAssembly | 4 | Circuit Breaker Bank | 121 | Circuit Breaker | 18 | Medium Voltage Switch Bank | 301 | Overhead Disconnect Switch |  | DynamicProtectiveDevice | SUBTYPECD | 1 | PHASEDESIGNATION | 4 | [6 empty] | fme_feature_type | ASSETGROUP | ASSETTYPE | ASSETGROUPDESC | ASSETTYPEDESC | NOMINALVOLTAGE | _UNFEATURECLASS | _domainNetworkName | ASSOCIATION_TYPE | agv1 | atv1
Electric | ElectricAssembly | 4 | Circuit Breaker Bank | 121 | Circuit Breaker | 18 | Medium Voltage Switch Bank | 301 | Overhead Disconnect Switch |  | DynamicProtectiveDevice | SUBTYPECD | 1 | PHASEDESIGNATION | 7 | [6 empty] | fme_feature_type | ASSETGROUP | ASSETTYPE | ASSETGROUPDESC | ASSETTYPEDESC | NOMINALVOLTAGE | _UNFEATURECLASS | _domainNetworkName | ASSOCIATION_TYPE | agv1 | atv1
Electric | ElectricAssembly | 4 | Circuit Breaker Bank | 121 | Circuit Breaker | 18 | Medium Voltage Switch Bank | 301 | Overhead Disconnect Switch |  | DynamicProtectiveDevice | SUBTYPECD | 1 | PHASEDESIGNATION | 3 | [6 empty] | fme_feature_type | ASSETGROUP | ASSETTYPE | ASSETGROUPDESC | ASSETTYPEDESC | NOMINALVOLTAGE | _UNFEATURECLASS | _domainNetworkName | ASSOCIATION_TYPE | agv1 | atv1
Electric | ElectricAssembly | 4 | Circuit Breaker Bank | 121 | Circuit Breaker | 18 | Medium Voltage Switch Bank | 301 | Overhead Disconnect Switch |  | DynamicProtectiveDevice | SUBTYPECD | 1 | PHASEDESIGNATION | 5 | [6 empty] | fme_feature_type | ASSETGROUP | ASSETTYPE | ASSETGROUPDESC | ASSETTYPEDESC | NOMINALVOLTAGE | _UNFEATURECLASS | _domainNetworkName | ASSOCIATION_TYPE | agv1 | atv1
Electric | ElectricAssembly | 4 | Circuit Breaker Bank | 121 | Circuit Breaker | 18 | Medium Voltage Switch Bank | 301 | Overhead Disconnect Switch |  | DynamicProtectiveDevice | SUBTYPECD | 1 | PHASEDESIGNATION | 6 | [6 empty] | fme_feature_type | ASSETGROUP | ASSETTYPE | ASSETGROUPDESC | ASSETTYPEDESC | NOMINALVOLTAGE | _UNFEATURECLASS | _domainNetworkName | ASSOCIATION_TYPE | agv1 | atv1
Electric | ElectricAssembly | 5 | Fuse Bank | 0 | Unknown | 14 | Medium Voltage Fuse Bank | 0 | Unknown |  | Fuse | [10 empty] | fme_feature_type | ASSETGROUP | ASSETTYPE | ASSETGROUPDESC | ASSETTYPEDESC | NOMINALVOLTAGE | _UNFEATURECLASS | _domainNetworkName | ASSOCIATION_TYPE | agv1 | atv1
Electric | ElectricAssembly | 5 | Fuse Bank | 161 | Overhead Fuse | 14 | Medium Voltage Fuse Bank | 221 | Overhead Disconnect Fuse Holder | [12 empty] | fme_feature_type | ASSETGROUP | ASSETTYPE | ASSETGROUPDESC | ASSETTYPEDESC | NOMINALVOLTAGE | _UNFEATURECLASS | _domainNetworkName | ASSOCIATION_TYPE | agv1 | atv1
Electric | ElectricAssembly | 5 | Fuse Bank | 161 | Overhead Fuse | 14 | Medium Voltage Fuse Bank | 222 | Overhead Load Break Fuse Holder |  | Fuse | SUBTYPECD | 1 | CONSTRUCTIONTYPE | Overhead | [6 empty] | fme_feature_type | ASSETGROUP | ASSETTYPE | ASSETGROUPDESC | ASSETTYPEDESC | NOMINALVOLTAGE | _UNFEATURECLASS | _domainNetworkName | ASSOCIATION_TYPE | agv1 | atv1
Electric | ElectricAssembly | 5 | Fuse Bank | 161 | Overhead Fuse | 14 | Medium Voltage Fuse Bank | 222 | Overhead Load Break Fuse Holder |  | Fuse | SUBTYPECD | 2 | [8 empty] | fme_feature_type | ASSETGROUP | ASSETTYPE | ASSETGROUPDESC | ASSETTYPEDESC | NOMINALVOLTAGE | _UNFEATURECLASS | _domainNetworkName | ASSOCIATION_TYPE | agv1 | atv1
Electric | ElectricAssembly | 5 | Fuse Bank | 161 | Overhead Fuse | 14 | Medium Voltage Fuse Bank | 222 | Overhead Load Break Fuse Holder |  | Fuse | SUBTYPECD | 4 | CONSTRUCTIONTYPE | Overhead | [6 empty] | fme_feature_type | ASSETGROUP | ASSETTYPE | ASSETGROUPDESC | ASSETTYPEDESC | NOMINALVOLTAGE | _UNFEATURECLASS | _domainNetworkName | ASSOCIATION_TYPE | agv1 | atv1
Electric | ElectricAssembly | 5 | Fuse Bank | 162 | Pad Mounted Fuse | 14 | Medium Voltage Fuse Bank | 223 | Pad Mounted Disconnect | [12 empty] | fme_feature_type | ASSETGROUP | ASSETTYPE | ASSETGROUPDESC | ASSETTYPEDESC | NOMINALVOLTAGE | _UNFEATURECLASS | _domainNetworkName | ASSOCIATION_TYPE | agv1 | atv1
Electric | ElectricAssembly | 5 | Fuse Bank | 162 | Pad Mounted Fuse | 14 | Medium Voltage Fuse Bank | 224 | Pad Mounted Load Break |  | Fuse | SUBTYPECD | 3 | _FACILITYTYPE | switch | [6 empty] | fme_feature_type | ASSETGROUP | ASSETTYPE | ASSETGROUPDESC | ASSETTYPEDESC | NOMINALVOLTAGE | _UNFEATURECLASS | _domainNetworkName | ASSOCIATION_TYPE | agv1 | atv1
Electric | ElectricAssembly | 8 | Switch Bank | 0 | Unknown | 18 | Medium Voltage Switch Bank | 0 | Unknown | [12 empty] | fme_feature_type | ASSETGROUP | ASSETTYPE | ASSETGROUPDESC | ASSETTYPEDESC | NOMINALVOLTAGE | _UNFEATURECLASS | _domainNetworkName | ASSOCIATION_TYPE | agv1 | atv1
Electric | ElectricAssembly | 8 | Switch Bank | 281 | Overhead Switch | 18 | Medium Voltage Switch Bank | 301 | Overhead Disconnect |  | Switch | SUBTYPECD | 1 | [8 empty] | fme_feature_type | ASSETGROUP | ASSETTYPE | ASSETGROUPDESC | ASSETTYPEDESC | NOMINALVOLTAGE | _UNFEATURECLASS | _domainNetworkName | ASSOCIATION_TYPE | agv1 | atv1
Electric | ElectricAssembly | 8 | Switch Bank | 281 | Overhead Switch | 18 | Medium Voltage Switch Bank | 301 | Overhead Disconnect |  | Switch | SUBTYPECD | 2 | [8 empty] | fme_feature_type | ASSETGROUP | ASSETTYPE | ASSETGROUPDESC | ASSETTYPEDESC | NOMINALVOLTAGE | _UNFEATURECLASS | _domainNetworkName | ASSOCIATION_TYPE | agv1 | atv1
Electric | ElectricAssembly | 8 | Switch Bank | 281 | Overhead Switch | 18 | Medium Voltage Switch Bank | 301 | Overhead Disconnect |  | Switch | SUBTYPECD | 5 | CONSTRUCTIONTYPE | Overhead | [6 empty] | fme_feature_type | ASSETGROUP | ASSETTYPE | ASSETGROUPDESC | ASSETTYPEDESC | NOMINALVOLTAGE | _UNFEATURECLASS | _domainNetworkName | ASSOCIATION_TYPE | agv1 | atv1
Electric | ElectricAssembly | 8 | Switch Bank |  |  | 18 | Medium Voltage Switch Bank | 302 | Overhead Load Break Switch | [12 empty] | fme_feature_type | ASSETGROUP | ASSETTYPE | ASSETGROUPDESC | ASSETTYPEDESC | NOMINALVOLTAGE | _UNFEATURECLASS | _domainNetworkName | ASSOCIATION_TYPE | agv1 | atv1
Electric | ElectricAssembly | 8 | Switch Bank | 282 | Overhead Recloser | 18 | Medium Voltage Switch Bank | 303 | Overhead Recloser |  | DynamicProtectiveDevice | SUBTYPECD | 3 | CONSTRUCTIONTYPE | Overhead | [6 empty] | fme_feature_type | ASSETGROUP | ASSETTYPE | ASSETGROUPDESC | ASSETTYPEDESC | NOMINALVOLTAGE | _UNFEATURECLASS | _domainNetworkName | ASSOCIATION_TYPE | agv1 | atv1
Electric | ElectricAssembly | 8 | Switch Bank | 282 | Overhead Recloser | 18 | Medium Voltage Switch Bank | 303 | Overhead Recloser |  | DynamicProtectiveDevice | SUBTYPECD | 4 | CONSTRUCTIONTYPE | Overhead | [6 empty] | fme_feature_type | ASSETGROUP | ASSETTYPE | ASSETGROUPDESC | ASSETTYPEDESC | NOMINALVOLTAGE | _UNFEATURECLASS | _domainNetworkName | ASSOCIATION_TYPE | agv1 | atv1
Electric | ElectricAssembly | 8 | Switch Bank | 282 | Overhead Recloser | 18 | Medium Voltage Switch Bank | 303 | Overhead Recloser |  | DynamicProtectiveDevice | SUBTYPECD | 5 | CONSTRUCTIONTYPE | Overhead | [6 empty] | fme_feature_type | ASSETGROUP | ASSETTYPE | ASSETGROUPDESC | ASSETTYPEDESC | NOMINALVOLTAGE | _UNFEATURECLASS | _domainNetworkName | ASSOCIATION_TYPE | agv1 | atv1
Electric | ElectricAssembly | 8 | Switch Bank | 282 | Overhead Recloser | 18 | Medium Voltage Switch Bank | 303 | Overhead Recloser |  | DynamicProtectiveDevice | SUBTYPECD | 6 | CONSTRUCTIONTYPE | Overhead | [6 empty] | fme_feature_type | ASSETGROUP | ASSETTYPE | ASSETGROUPDESC | ASSETTYPEDESC | NOMINALVOLTAGE | _UNFEATURECLASS | _domainNetworkName | ASSOCIATION_TYPE | agv1 | atv1
Electric | ElectricAssembly | 8 | Switch Bank | 282 | Overhead Recloser | 18 | Medium Voltage Switch Bank | 303 | Overhead Recloser |  | DynamicProtectiveDevice | SUBTYPECD | 7 | CONSTRUCTIONTYPE | Overhead | [6 empty] | fme_feature_type | ASSETGROUP | ASSETTYPE | ASSETGROUPDESC | ASSETTYPEDESC | NOMINALVOLTAGE | _UNFEATURECLASS | _domainNetworkName | ASSOCIATION_TYPE | agv1 | atv1
Electric | ElectricAssembly | 8 | Switch Bank | 283 | Overhead Sectionalizer | 18 | Medium Voltage Switch Bank | 304 | Overhead Sectionalizer |  | DynamicProtectiveDevice | SUBTYPECD | 8 | CONSTRUCTIONTYPE | Overhead | [6 empty] | fme_feature_type | ASSETGROUP | ASSETTYPE | ASSETGROUPDESC | ASSETTYPEDESC | NOMINALVOLTAGE | _UNFEATURECLASS | _domainNetworkName | ASSOCIATION_TYPE | agv1 | atv1
Electric | ElectricAssembly | 8 | Switch Bank | 283 | Overhead Sectionalizer | 18 | Medium Voltage Switch Bank | 304 | Overhead Sectionalizer |  | DynamicProtectiveDevice | SUBTYPECD | 9 | CONSTRUCTIONTYPE | Overhead | [6 empty] | fme_feature_type | ASSETGROUP | ASSETTYPE | ASSETGROUPDESC | ASSETTYPEDESC | NOMINALVOLTAGE | _UNFEATURECLASS | _domainNetworkName | ASSOCIATION_TYPE | agv1 | atv1
Electric | ElectricAssembly | 8 | Switch Bank | 283 | Overhead Sectionalizer | 18 | Medium Voltage Switch Bank | 304 | Overhead Sectionalizer |  | DynamicProtectiveDevice | SUBTYPECD | 10 | CONSTRUCTIONTYPE | Overhead | [6 empty] | fme_feature_type | ASSETGROUP | ASSETTYPE | ASSETGROUPDESC | ASSETTYPEDESC | NOMINALVOLTAGE | _UNFEATURECLASS | _domainNetworkName | ASSOCIATION_TYPE | agv1 | atv1
Electric | ElectricAssembly | 8 | Switch Bank | 283 | Overhead Sectionalizer | 18 | Medium Voltage Switch Bank | 304 | Overhead Sectionalizer |  | DynamicProtectiveDevice | SUBTYPECD | 11 | CONSTRUCTIONTYPE | Overhead | [6 empty] | fme_feature_type | ASSETGROUP | ASSETTYPE | ASSETGROUPDESC | ASSETTYPEDESC | NOMINALVOLTAGE | _UNFEATURECLASS | _domainNetworkName | ASSOCIATION_TYPE | agv1 | atv1
Electric | ElectricAssembly | 8 | Switch Bank |  |  | 18 | Medium Voltage Switch Bank | 305 | Station Disconnect Switch | [12 empty] | fme_feature_type | ASSETGROUP | ASSETTYPE | ASSETGROUPDESC | ASSETTYPEDESC | NOMINALVOLTAGE | _UNFEATURECLASS | _domainNetworkName | ASSOCIATION_TYPE | agv1 | atv1
Electric | ElectricAssembly | 8 | Switch Bank |  |  | 18 | Medium Voltage Switch Bank | 306 | Station Load Break Switch | [12 empty] | fme_feature_type | ASSETGROUP | ASSETTYPE | ASSETGROUPDESC | ASSETTYPEDESC | NOMINALVOLTAGE | _UNFEATURECLASS | _domainNetworkName | ASSOCIATION_TYPE | agv1 | atv1
Electric | ElectricAssembly | 8 | Switch Bank | 284 | Pad Mounted Recloser | 18 | Medium Voltage Switch Bank | 307 | Pad Mounted Recloser |  | DynamicProtectiveDevice | SUBTYPECD | 3 | CONSTRUCTIONTYPE | Underground | [6 empty] | fme_feature_type | ASSETGROUP | ASSETTYPE | ASSETGROUPDESC | ASSETTYPEDESC | NOMINALVOLTAGE | _UNFEATURECLASS | _domainNetworkName | ASSOCIATION_TYPE | agv1 | atv1
Electric | ElectricAssembly | 8 | Switch Bank | 284 | Pad Mounted Recloser | 18 | Medium Voltage Switch Bank | 307 | Pad Mounted Recloser |  | DynamicProtectiveDevice | SUBTYPECD | 4 | CONSTRUCTIONTYPE | Underground | [6 empty] | fme_feature_type | ASSETGROUP | ASSETTYPE | ASSETGROUPDESC | ASSETTYPEDESC | NOMINALVOLTAGE | _UNFEATURECLASS | _domainNetworkName | ASSOCIATION_TYPE | agv1 | atv1
Electric | ElectricAssembly | 8 | Switch Bank | 284 | Pad Mounted Recloser | 18 | Medium Voltage Switch Bank | 307 | Pad Mounted Recloser |  | DynamicProtectiveDevice | SUBTYPECD | 5 | CONSTRUCTIONTYPE | Underground | [6 empty] | fme_feature_type | ASSETGROUP | ASSETTYPE | ASSETGROUPDESC | ASSETTYPEDESC | NOMINALVOLTAGE | _UNFEATURECLASS | _domainNetworkName | ASSOCIATION_TYPE | agv1 | atv1
Electric | ElectricAssembly | 8 | Switch Bank | 284 | Pad Mounted Recloser | 18 | Medium Voltage Switch Bank | 307 | Pad Mounted Recloser |  | DynamicProtectiveDevice | SUBTYPECD | 6 | CONSTRUCTIONTYPE | Underground | [6 empty] | fme_feature_type | ASSETGROUP | ASSETTYPE | ASSETGROUPDESC | ASSETTYPEDESC | NOMINALVOLTAGE | _UNFEATURECLASS | _domainNetworkName | ASSOCIATION_TYPE | agv1 | atv1
Electric | ElectricAssembly | 8 | Switch Bank | 284 | Pad Mounted Recloser | 18 | Medium Voltage Switch Bank | 307 | Pad Mounted Recloser |  | DynamicProtectiveDevice | SUBTYPECD | 7 | CONSTRUCTIONTYPE | Underground | [6 empty] | fme_feature_type | ASSETGROUP | ASSETTYPE | ASSETGROUPDESC | ASSETTYPEDESC | NOMINALVOLTAGE | _UNFEATURECLASS | _domainNetworkName | ASSOCIATION_TYPE | agv1 | atv1
Electric | ElectricAssembly | 8 | Switch Bank | 285 | Pad Mounted Sectionalizer | 18 | Medium Voltage Switch Bank | 308 | Pad Mounted Sectionalizer |  | DynamicProtectiveDevice | SUBTYPECD | 8 | CONSTRUCTIONTYPE | Underground | [6 empty] | fme_feature_type | ASSETGROUP | ASSETTYPE | ASSETGROUPDESC | ASSETTYPEDESC | NOMINALVOLTAGE | _UNFEATURECLASS | _domainNetworkName | ASSOCIATION_TYPE | agv1 | atv1
Electric | ElectricAssembly | 8 | Switch Bank | 285 | Pad Mounted Sectionalizer | 18 | Medium Voltage Switch Bank | 308 | Pad Mounted Sectionalizer |  | DynamicProtectiveDevice | SUBTYPECD | 9 | CONSTRUCTIONTYPE | Underground | [6 empty] | fme_feature_type | ASSETGROUP | ASSETTYPE | ASSETGROUPDESC | ASSETTYPEDESC | NOMINALVOLTAGE | _UNFEATURECLASS | _domainNetworkName | ASSOCIATION_TYPE | agv1 | atv1
Electric | ElectricAssembly | 8 | Switch Bank | 285 | Pad Mounted Sectionalizer | 18 | Medium Voltage Switch Bank | 308 | Pad Mounted Sectionalizer |  | DynamicProtectiveDevice | SUBTYPECD | 10 | CONSTRUCTIONTYPE | Underground | [6 empty] | fme_feature_type | ASSETGROUP | ASSETTYPE | ASSETGROUPDESC | ASSETTYPEDESC | NOMINALVOLTAGE | _UNFEATURECLASS | _domainNetworkName | ASSOCIATION_TYPE | agv1 | atv1
Electric | ElectricAssembly | 8 | Switch Bank | 285 | Pad Mounted Sectionalizer | 18 | Medium Voltage Switch Bank | 308 | Pad Mounted Sectionalizer |  | DynamicProtectiveDevice | SUBTYPECD | 11 | CONSTRUCTIONTYPE | Underground | [6 empty] | fme_feature_type | ASSETGROUP | ASSETTYPE | ASSETGROUPDESC | ASSETTYPEDESC | NOMINALVOLTAGE | _UNFEATURECLASS | _domainNetworkName | ASSOCIATION_TYPE | agv1 | atv1
Electric | ElectricAssembly | 8 | Switch Bank |  |  | 18 | Medium Voltage Switch Bank | 309 | Pad Mounted Switch | [12 empty] | fme_feature_type | ASSETGROUP | ASSETTYPE | ASSETGROUPDESC | ASSETTYPEDESC | NOMINALVOLTAGE | _UNFEATURECLASS | _domainNetworkName | ASSOCIATION_TYPE | agv1 | atv1
Electric | ElectricAssembly | 8 | Switch Bank | 0 | Unknown | 18 | Medium Voltage Switch Bank | 310 | Overhead Jumper | [12 empty] | fme_feature_type | ASSETGROUP | ASSETTYPE | ASSETGROUPDESC | ASSETTYPEDESC | NOMINALVOLTAGE | _UNFEATURECLASS | _domainNetworkName | ASSOCIATION_TYPE | agv1 | atv1
Electric | ElectricAssembly | 10 | Transformer Bank | 361 | Overhead Single Phase | 19 | Medium Voltage Transformer Bank | 321 | Overhead Single Phase |  | Transformer | SUBTYPECD | 2 | PHASEDESIGNATION | 1 | [6 empty] | fme_feature_type | ASSETGROUP | ASSETTYPE | ASSETGROUPDESC | ASSETTYPEDESC | NOMINALVOLTAGE | _UNFEATURECLASS | _domainNetworkName | ASSOCIATION_TYPE | agv1 | atv1
Electric | ElectricAssembly | 10 | Transformer Bank | 361 | Overhead Single Phase | 19 | Medium Voltage Transformer Bank | 321 | Overhead Single Phase |  | Transformer | SUBTYPECD | 2 | PHASEDESIGNATION | 2 | [6 empty] | fme_feature_type | ASSETGROUP | ASSETTYPE | ASSETGROUPDESC | ASSETTYPEDESC | NOMINALVOLTAGE | _UNFEATURECLASS | _domainNetworkName | ASSOCIATION_TYPE | agv1 | atv1
Electric | ElectricAssembly | 10 | Transformer Bank | 361 | Overhead Single Phase | 19 | Medium Voltage Transformer Bank | 321 | Overhead Single Phase |  | Transformer | SUBTYPECD | 2 | PHASEDESIGNATION | 4 | [6 empty] | fme_feature_type | ASSETGROUP | ASSETTYPE | ASSETGROUPDESC | ASSETTYPEDESC | NOMINALVOLTAGE | _UNFEATURECLASS | _domainNetworkName | ASSOCIATION_TYPE | agv1 | atv1
Electric | ElectricAssembly | 10 | Transformer Bank | 361 | Overhead Single Phase | 19 | Medium Voltage Transformer Bank | 321 | Overhead Single Phase |  | Transformer | SUBTYPECD | 2 | PHASEDESIGNATION | 3 | [6 empty] | fme_feature_type | ASSETGROUP | ASSETTYPE | ASSETGROUPDESC | ASSETTYPEDESC | NOMINALVOLTAGE | _UNFEATURECLASS | _domainNetworkName | ASSOCIATION_TYPE | agv1 | atv1
Electric | ElectricAssembly | 10 | Transformer Bank | 361 | Overhead Single Phase | 19 | Medium Voltage Transformer Bank | 321 | Overhead Single Phase |  | Transformer | SUBTYPECD | 2 | PHASEDESIGNATION | 5 | [6 empty] | fme_feature_type | ASSETGROUP | ASSETTYPE | ASSETGROUPDESC | ASSETTYPEDESC | NOMINALVOLTAGE | _UNFEATURECLASS | _domainNetworkName | ASSOCIATION_TYPE | agv1 | atv1
Electric | ElectricAssembly | 10 | Transformer Bank | 361 | Overhead Single Phase | 19 | Medium Voltage Transformer Bank | 321 | Overhead Single Phase |  | Transformer | SUBTYPECD | 2 | PHASEDESIGNATION | 6 | [6 empty] | fme_feature_type | ASSETGROUP | ASSETTYPE | ASSETGROUPDESC | ASSETTYPEDESC | NOMINALVOLTAGE | _UNFEATURECLASS | _domainNetworkName | ASSOCIATION_TYPE | agv1 | atv1
Electric | ElectricAssembly | 10 | Transformer Bank | 362 | Overhead Step Single Phase | 19 | Medium Voltage Transformer Bank | 327 | Overhead Step Single Phase |  | Transformer | SUBTYPECD | 8 | PHASEDESIGNATION | 1 | CONSTRUCTIONTYPE | Overhead | HIGHSIDECONFIGURATION | Y |  |  | fme_feature_type | ASSETGROUP | ASSETTYPE | ASSETGROUPDESC | ASSETTYPEDESC | NOMINALVOLTAGE | _UNFEATURECLASS | _domainNetworkName | ASSOCIATION_TYPE | agv1 | atv1
Electric | ElectricAssembly | 10 | Transformer Bank | 362 | Overhead Step Single Phase | 19 | Medium Voltage Transformer Bank | 327 | Overhead Step Single Phase |  | Transformer | SUBTYPECD | 8 | PHASEDESIGNATION | 2 | CONSTRUCTIONTYPE | Overhead | HIGHSIDECONFIGURATION | Y |  |  | fme_feature_type | ASSETGROUP | ASSETTYPE | ASSETGROUPDESC | ASSETTYPEDESC | NOMINALVOLTAGE | _UNFEATURECLASS | _domainNetworkName | ASSOCIATION_TYPE | agv1 | atv1
Electric | ElectricAssembly | 10 | Transformer Bank | 362 | Overhead Step Single Phase | 19 | Medium Voltage Transformer Bank | 327 | Overhead Step Single Phase |  | Transformer | SUBTYPECD | 8 | PHASEDESIGNATION | 4 | CONSTRUCTIONTYPE | Overhead | HIGHSIDECONFIGURATION | Y |  |  | fme_feature_type | ASSETGROUP | ASSETTYPE | ASSETGROUPDESC | ASSETTYPEDESC | NOMINALVOLTAGE | _UNFEATURECLASS | _domainNetworkName | ASSOCIATION_TYPE | agv1 | atv1
Electric | ElectricAssembly | 10 | Transformer Bank | 362 | Overhead Step Single Phase | 19 | Medium Voltage Transformer Bank | 327 | Overhead Step Single Phase |  | Transformer | SUBTYPECD | 8 | PHASEDESIGNATION | 3 | CONSTRUCTIONTYPE | Overhead | HIGHSIDECONFIGURATION | Y |  |  | fme_feature_type | ASSETGROUP | ASSETTYPE | ASSETGROUPDESC | ASSETTYPEDESC | NOMINALVOLTAGE | _UNFEATURECLASS | _domainNetworkName | ASSOCIATION_TYPE | agv1 | atv1
Electric | ElectricAssembly | 10 | Transformer Bank | 362 | Overhead Step Single Phase | 19 | Medium Voltage Transformer Bank | 327 | Overhead Step Single Phase |  | Transformer | SUBTYPECD | 8 | PHASEDESIGNATION | 5 | CONSTRUCTIONTYPE | Overhead | HIGHSIDECONFIGURATION | Y |  |  | fme_feature_type | ASSETGROUP | ASSETTYPE | ASSETGROUPDESC | ASSETTYPEDESC | NOMINALVOLTAGE | _UNFEATURECLASS | _domainNetworkName | ASSOCIATION_TYPE | agv1 | atv1
Electric | ElectricAssembly | 10 | Transformer Bank | 362 | Overhead Step Single Phase | 19 | Medium Voltage Transformer Bank | 327 | Overhead Step Single Phase |  | Transformer | SUBTYPECD | 8 | PHASEDESIGNATION | 6 | CONSTRUCTIONTYPE | Overhead | HIGHSIDECONFIGURATION | Y |  |  | fme_feature_type | ASSETGROUP | ASSETTYPE | ASSETGROUPDESC | ASSETTYPEDESC | NOMINALVOLTAGE | _UNFEATURECLASS | _domainNetworkName | ASSOCIATION_TYPE | agv1 | atv1
Electric | ElectricAssembly | 10 | Transformer Bank | 362 | Overhead Step Single Phase | 19 | Medium Voltage Transformer Bank | 327 | Overhead Step Single Phase |  | Transformer | SUBTYPECD | 8 | PHASEDESIGNATION | 1 | CONSTRUCTIONTYPE | Overhead | HIGHSIDECONFIGURATION | OY |  |  | fme_feature_type | ASSETGROUP | ASSETTYPE | ASSETGROUPDESC | ASSETTYPEDESC | NOMINALVOLTAGE | _UNFEATURECLASS | _domainNetworkName | ASSOCIATION_TYPE | agv1 | atv1
Electric | ElectricAssembly | 10 | Transformer Bank | 362 | Overhead Step Single Phase | 19 | Medium Voltage Transformer Bank | 327 | Overhead Step Single Phase |  | Transformer | SUBTYPECD | 8 | PHASEDESIGNATION | 2 | CONSTRUCTIONTYPE | Overhead | HIGHSIDECONFIGURATION | OY |  |  | fme_feature_type | ASSETGROUP | ASSETTYPE | ASSETGROUPDESC | ASSETTYPEDESC | NOMINALVOLTAGE | _UNFEATURECLASS | _domainNetworkName | ASSOCIATION_TYPE | agv1 | atv1
Electric | ElectricAssembly | 10 | Transformer Bank | 362 | Overhead Step Single Phase | 19 | Medium Voltage Transformer Bank | 327 | Overhead Step Single Phase |  | Transformer | SUBTYPECD | 8 | PHASEDESIGNATION | 4 | CONSTRUCTIONTYPE | Overhead | HIGHSIDECONFIGURATION | OY |  |  | fme_feature_type | ASSETGROUP | ASSETTYPE | ASSETGROUPDESC | ASSETTYPEDESC | NOMINALVOLTAGE | _UNFEATURECLASS | _domainNetworkName | ASSOCIATION_TYPE | agv1 | atv1
Electric | ElectricAssembly | 10 | Transformer Bank | 362 | Overhead Step Single Phase | 19 | Medium Voltage Transformer Bank | 327 | Overhead Step Single Phase |  | Transformer | SUBTYPECD | 8 | PHASEDESIGNATION | 3 | CONSTRUCTIONTYPE | Overhead | HIGHSIDECONFIGURATION | OY |  |  | fme_feature_type | ASSETGROUP | ASSETTYPE | ASSETGROUPDESC | ASSETTYPEDESC | NOMINALVOLTAGE | _UNFEATURECLASS | _domainNetworkName | ASSOCIATION_TYPE | agv1 | atv1
Electric | ElectricAssembly | 10 | Transformer Bank | 362 | Overhead Step Single Phase | 19 | Medium Voltage Transformer Bank | 327 | Overhead Step Single Phase |  | Transformer | SUBTYPECD | 8 | PHASEDESIGNATION | 5 | CONSTRUCTIONTYPE | Overhead | HIGHSIDECONFIGURATION | OY |  |  | fme_feature_type | ASSETGROUP | ASSETTYPE | ASSETGROUPDESC | ASSETTYPEDESC | NOMINALVOLTAGE | _UNFEATURECLASS | _domainNetworkName | ASSOCIATION_TYPE | agv1 | atv1
Electric | ElectricAssembly | 10 | Transformer Bank | 362 | Overhead Step Single Phase | 19 | Medium Voltage Transformer Bank | 327 | Overhead Step Single Phase |  | Transformer | SUBTYPECD | 8 | PHASEDESIGNATION | 6 | CONSTRUCTIONTYPE | Overhead | HIGHSIDECONFIGURATION | OY |  |  | fme_feature_type | ASSETGROUP | ASSETTYPE | ASSETGROUPDESC | ASSETTYPEDESC | NOMINALVOLTAGE | _UNFEATURECLASS | _domainNetworkName | ASSOCIATION_TYPE | agv1 | atv1
Electric | ElectricAssembly | 10 | Transformer Bank | 362 | Overhead Step Single Phase | 19 | Medium Voltage Transformer Bank | 327 | Overhead Step Single Phase |  | Transformer | SUBTYPECD | 8 | PHASEDESIGNATION | 1 | CONSTRUCTIONTYPE | Overhead | HIGHSIDECONFIGURATION | LG |  |  | fme_feature_type | ASSETGROUP | ASSETTYPE | ASSETGROUPDESC | ASSETTYPEDESC | NOMINALVOLTAGE | _UNFEATURECLASS | _domainNetworkName | ASSOCIATION_TYPE | agv1 | atv1
Electric | ElectricAssembly | 10 | Transformer Bank | 362 | Overhead Step Single Phase | 19 | Medium Voltage Transformer Bank | 327 | Overhead Step Single Phase |  | Transformer | SUBTYPECD | 8 | PHASEDESIGNATION | 2 | CONSTRUCTIONTYPE | Overhead | HIGHSIDECONFIGURATION | LG |  |  | fme_feature_type | ASSETGROUP | ASSETTYPE | ASSETGROUPDESC | ASSETTYPEDESC | NOMINALVOLTAGE | _UNFEATURECLASS | _domainNetworkName | ASSOCIATION_TYPE | agv1 | atv1
Electric | ElectricAssembly | 10 | Transformer Bank | 362 | Overhead Step Single Phase | 19 | Medium Voltage Transformer Bank | 327 | Overhead Step Single Phase |  | Transformer | SUBTYPECD | 8 | PHASEDESIGNATION | 4 | CONSTRUCTIONTYPE | Overhead | HIGHSIDECONFIGURATION | LG |  |  | fme_feature_type | ASSETGROUP | ASSETTYPE | ASSETGROUPDESC | ASSETTYPEDESC | NOMINALVOLTAGE | _UNFEATURECLASS | _domainNetworkName | ASSOCIATION_TYPE | agv1 | atv1
Electric | ElectricAssembly | 10 | Transformer Bank | 362 | Overhead Step Single Phase | 19 | Medium Voltage Transformer Bank | 327 | Overhead Step Single Phase |  | Transformer | SUBTYPECD | 8 | PHASEDESIGNATION | 3 | CONSTRUCTIONTYPE | Overhead | HIGHSIDECONFIGURATION | LG |  |  | fme_feature_type | ASSETGROUP | ASSETTYPE | ASSETGROUPDESC | ASSETTYPEDESC | NOMINALVOLTAGE | _UNFEATURECLASS | _domainNetworkName | ASSOCIATION_TYPE | agv1 | atv1
Electric | ElectricAssembly | 10 | Transformer Bank | 362 | Overhead Step Single Phase | 19 | Medium Voltage Transformer Bank | 327 | Overhead Step Single Phase |  | Transformer | SUBTYPECD | 8 | PHASEDESIGNATION | 5 | CONSTRUCTIONTYPE | Overhead | HIGHSIDECONFIGURATION | LG |  |  | fme_feature_type | ASSETGROUP | ASSETTYPE | ASSETGROUPDESC | ASSETTYPEDESC | NOMINALVOLTAGE | _UNFEATURECLASS | _domainNetworkName | ASSOCIATION_TYPE | agv1 | atv1
Electric | ElectricAssembly | 10 | Transformer Bank | 362 | Overhead Step Single Phase | 19 | Medium Voltage Transformer Bank | 327 | Overhead Step Single Phase |  | Transformer | SUBTYPECD | 8 | PHASEDESIGNATION | 6 | CONSTRUCTIONTYPE | Overhead | HIGHSIDECONFIGURATION | LG |  |  | fme_feature_type | ASSETGROUP | ASSETTYPE | ASSETGROUPDESC | ASSETTYPEDESC | NOMINALVOLTAGE | _UNFEATURECLASS | _domainNetworkName | ASSOCIATION_TYPE | agv1 | atv1
Electric | ElectricAssembly | 11 | Transformer Bank | 363 | Overhead Step Three Phase | 19 | Medium Voltage Transformer Bank | 328 | Overhead Step Three Phase |  | Transformer | SUBTYPECD | 8 | PHASEDESIGNATION | 7 | CONSTRUCTIONTYPE | Overhead | HIGHSIDECONFIGURATION | Y |  |  | fme_feature_type | ASSETGROUP | ASSETTYPE | ASSETGROUPDESC | ASSETTYPEDESC | NOMINALVOLTAGE | _UNFEATURECLASS | _domainNetworkName | ASSOCIATION_TYPE | agv1 | atv1
Electric | ElectricAssembly | 12 | Transformer Bank | 363 | Overhead Step Three Phase | 19 | Medium Voltage Transformer Bank | 328 | Overhead Step Three Phase |  | Transformer | SUBTYPECD | 8 | PHASEDESIGNATION | 7 | CONSTRUCTIONTYPE | Overhead | HIGHSIDECONFIGURATION | OY |  |  | fme_feature_type | ASSETGROUP | ASSETTYPE | ASSETGROUPDESC | ASSETTYPEDESC | NOMINALVOLTAGE | _UNFEATURECLASS | _domainNetworkName | ASSOCIATION_TYPE | agv1 | atv1
Electric | ElectricAssembly | 10 | Transformer Bank | 363 | Overhead Step Three Phase | 19 | Medium Voltage Transformer Bank | 328 | Overhead Step Three Phase |  | Transformer | SUBTYPECD | 8 | PHASEDESIGNATION | 7 | CONSTRUCTIONTYPE | Overhead | HIGHSIDECONFIGURATION | LG |  |  | fme_feature_type | ASSETGROUP | ASSETTYPE | ASSETGROUPDESC | ASSETTYPEDESC | NOMINALVOLTAGE | _UNFEATURECLASS | _domainNetworkName | ASSOCIATION_TYPE | agv1 | atv1
Electric | ElectricAssembly | 10 | Transformer Bank | 364 | Overhead Three Phase Delta | 19 | Medium Voltage Transformer Bank | 323 | Overhead Three Phase Delta |  | Transformer | SUBTYPECD | 6 | PHASEDESIGNATION | 7 | CONSTRUCTIONTYPE | Overhead | HIGHSIDECONFIGURATION | D |  |  | fme_feature_type | ASSETGROUP | ASSETTYPE | ASSETGROUPDESC | ASSETTYPEDESC | NOMINALVOLTAGE | _UNFEATURECLASS | _domainNetworkName | ASSOCIATION_TYPE | agv1 | atv1
Electric | ElectricAssembly | 10 | Transformer Bank | 364 | Overhead Three Phase Delta | 19 | Medium Voltage Transformer Bank | 323 | Overhead Three Phase Delta |  | Transformer | SUBTYPECD | 6 | PHASEDESIGNATION | 7 | CONSTRUCTIONTYPE | Overhead | HIGHSIDECONFIGURATION | OD |  |  | fme_feature_type | ASSETGROUP | ASSETTYPE | ASSETGROUPDESC | ASSETTYPEDESC | NOMINALVOLTAGE | _UNFEATURECLASS | _domainNetworkName | ASSOCIATION_TYPE | agv1 | atv1
Electric | ElectricAssembly | 10 | Transformer Bank | 364 | Overhead Three Phase Delta | 19 | Medium Voltage Transformer Bank | 323 | Overhead Three Phase Delta |  | Transformer | SUBTYPECD | 6 | PHASEDESIGNATION | 7 | CONSTRUCTIONTYPE | Overhead | HIGHSIDECONFIGURATION | LL |  |  | fme_feature_type | ASSETGROUP | ASSETTYPE | ASSETGROUPDESC | ASSETTYPEDESC | NOMINALVOLTAGE | _UNFEATURECLASS | _domainNetworkName | ASSOCIATION_TYPE | agv1 | atv1
Electric | ElectricAssembly | 10 | Transformer Bank | 365 | Overhead Three Phase Open Delta | 19 | Medium Voltage Transformer Bank | 324 | Overhead Thee Phase Open Delta |  | Transformer | SUBTYPECD | 4 | PHASEDESIGNATION | 7 | CONSTRUCTIONTYPE | Overhead |  |  |  |  | fme_feature_type | ASSETGROUP | ASSETTYPE | ASSETGROUPDESC | ASSETTYPEDESC | NOMINALVOLTAGE | _UNFEATURECLASS | _domainNetworkName | ASSOCIATION_TYPE | agv1 | atv1
Electric | ElectricAssembly | 10 | Transformer Bank | 366 | Overhead Three Phase Wye | 19 | Medium Voltage Transformer Bank | 326 | Overhead Three Phase Wye |  | Transformer | SUBTYPECD | 6 | PHASEDESIGNATION | 7 | CONSTRUCTIONTYPE | Overhead | HIGHSIDECONFIGURATION | Y |  |  | fme_feature_type | ASSETGROUP | ASSETTYPE | ASSETGROUPDESC | ASSETTYPEDESC | NOMINALVOLTAGE | _UNFEATURECLASS | _domainNetworkName | ASSOCIATION_TYPE | agv1 | atv1
Electric | ElectricAssembly | 10 | Transformer Bank | 366 | Overhead Three Phase Wye | 19 | Medium Voltage Transformer Bank | 326 | Overhead Three Phase Wye |  | Transformer | SUBTYPECD | 6 | PHASEDESIGNATION | 7 | CONSTRUCTIONTYPE | Overhead | HIGHSIDECONFIGURATION | OY |  |  | fme_feature_type | ASSETGROUP | ASSETTYPE | ASSETGROUPDESC | ASSETTYPEDESC | NOMINALVOLTAGE | _UNFEATURECLASS | _domainNetworkName | ASSOCIATION_TYPE | agv1 | atv1
Electric | ElectricAssembly | 10 | Transformer Bank | 366 | Overhead Three Phase Wye | 19 | Medium Voltage Transformer Bank | 326 | Overhead Three Phase Wye |  | Transformer | SUBTYPECD | 6 | PHASEDESIGNATION | 7 | CONSTRUCTIONTYPE | Overhead | HIGHSIDECONFIGURATION | LG |  |  | fme_feature_type | ASSETGROUP | ASSETTYPE | ASSETGROUPDESC | ASSETTYPEDESC | NOMINALVOLTAGE | _UNFEATURECLASS | _domainNetworkName | ASSOCIATION_TYPE | agv1 | atv1
Electric | ElectricAssembly | 10 | Transformer Bank | 367 | Overhead Two Phase Delta | 19 | Medium Voltage Transformer Bank | 323 | Overhead Three Phase Delta | [12 empty] | fme_feature_type | ASSETGROUP | ASSETTYPE | ASSETGROUPDESC | ASSETTYPEDESC | NOMINALVOLTAGE | _UNFEATURECLASS | _domainNetworkName | ASSOCIATION_TYPE | agv1 | atv1
Electric | ElectricAssembly | 10 | Transformer Bank | 368 | Overhead Two Phase Wye | 19 | Medium Voltage Transformer Bank | 326 | Overhead Three Phase Wye | [12 empty] | fme_feature_type | ASSETGROUP | ASSETTYPE | ASSETGROUPDESC | ASSETTYPEDESC | NOMINALVOLTAGE | _UNFEATURECLASS | _domainNetworkName | ASSOCIATION_TYPE | agv1 | atv1
Electric | ElectricAssembly | 10 | Transformer Bank | 370 | Pad Mounted Single Phase | 19 | Medium Voltage Transformer Bank | 333 | Pad Mounted Single Phase |  | Transformer | SUBTYPECD | 3 | PHASEDESIGNATION | 1 | [6 empty] | fme_feature_type | ASSETGROUP | ASSETTYPE | ASSETGROUPDESC | ASSETTYPEDESC | NOMINALVOLTAGE | _UNFEATURECLASS | _domainNetworkName | ASSOCIATION_TYPE | agv1 | atv1
Electric | ElectricAssembly | 10 | Transformer Bank | 370 | Pad Mounted Single Phase | 19 | Medium Voltage Transformer Bank | 333 | Pad Mounted Single Phase |  | Transformer | SUBTYPECD | 3 | PHASEDESIGNATION | 2 | [6 empty] | fme_feature_type | ASSETGROUP | ASSETTYPE | ASSETGROUPDESC | ASSETTYPEDESC | NOMINALVOLTAGE | _UNFEATURECLASS | _domainNetworkName | ASSOCIATION_TYPE | agv1 | atv1
Electric | ElectricAssembly | 10 | Transformer Bank | 370 | Pad Mounted Single Phase | 19 | Medium Voltage Transformer Bank | 333 | Pad Mounted Single Phase |  | Transformer | SUBTYPECD | 3 | PHASEDESIGNATION | 4 | [6 empty] | fme_feature_type | ASSETGROUP | ASSETTYPE | ASSETGROUPDESC | ASSETTYPEDESC | NOMINALVOLTAGE | _UNFEATURECLASS | _domainNetworkName | ASSOCIATION_TYPE | agv1 | atv1
Electric | ElectricAssembly | 10 | Transformer Bank | 370 | Pad Mounted Single Phase | 19 | Medium Voltage Transformer Bank | 333 | Pad Mounted Single Phase |  | Transformer | SUBTYPECD | 3 | PHASEDESIGNATION | 3 | [6 empty] | fme_feature_type | ASSETGROUP | ASSETTYPE | ASSETGROUPDESC | ASSETTYPEDESC | NOMINALVOLTAGE | _UNFEATURECLASS | _domainNetworkName | ASSOCIATION_TYPE | agv1 | atv1
Electric | ElectricAssembly | 10 | Transformer Bank | 370 | Pad Mounted Single Phase | 19 | Medium Voltage Transformer Bank | 333 | Pad Mounted Single Phase |  | Transformer | SUBTYPECD | 3 | PHASEDESIGNATION | 5 | [6 empty] | fme_feature_type | ASSETGROUP | ASSETTYPE | ASSETGROUPDESC | ASSETTYPEDESC | NOMINALVOLTAGE | _UNFEATURECLASS | _domainNetworkName | ASSOCIATION_TYPE | agv1 | atv1
Electric | ElectricAssembly | 10 | Transformer Bank | 370 | Pad Mounted Single Phase | 19 | Medium Voltage Transformer Bank | 333 | Pad Mounted Single Phase |  | Transformer | SUBTYPECD | 3 | PHASEDESIGNATION | 6 | [6 empty] | fme_feature_type | ASSETGROUP | ASSETTYPE | ASSETGROUPDESC | ASSETTYPEDESC | NOMINALVOLTAGE | _UNFEATURECLASS | _domainNetworkName | ASSOCIATION_TYPE | agv1 | atv1
Electric | ElectricAssembly | 10 | Transformer Bank | 370 | Pad Mounted Step Single Phase | 19 | Medium Voltage Transformer Bank | 337 | Pad Mounted Step Single Phase | [12 empty] | fme_feature_type | ASSETGROUP | ASSETTYPE | ASSETGROUPDESC | ASSETTYPEDESC | NOMINALVOLTAGE | _UNFEATURECLASS | _domainNetworkName | ASSOCIATION_TYPE | agv1 | atv1
Electric | ElectricAssembly | 10 | Transformer Bank | 371 | Pad Mounted Step Three Phase | 19 | Medium Voltage Transformer Bank | 338 | Pad Mounted Step Single Phase | [12 empty] | fme_feature_type | ASSETGROUP | ASSETTYPE | ASSETGROUPDESC | ASSETTYPEDESC | NOMINALVOLTAGE | _UNFEATURECLASS | _domainNetworkName | ASSOCIATION_TYPE | agv1 | atv1
Electric | ElectricAssembly | 10 | Transformer Bank | 372 | Pad Mounted Three Phase Delta | 19 | Medium Voltage Transformer Bank | 335 | Pad Mounted Three Phase Delta |  | Transformer | SUBTYPECD | 7 | PHASEDESIGNATION | 7 | CONSTRUCTIONTYPE | Underground | HIGHSIDECONFIGURATION | D |  |  | fme_feature_type | ASSETGROUP | ASSETTYPE | ASSETGROUPDESC | ASSETTYPEDESC | NOMINALVOLTAGE | _UNFEATURECLASS | _domainNetworkName | ASSOCIATION_TYPE | agv1 | atv1
Electric | ElectricAssembly | 10 | Transformer Bank | 372 | Pad Mounted Three Phase Delta | 19 | Medium Voltage Transformer Bank | 335 | Pad Mounted Three Phase Delta |  | Transformer | SUBTYPECD | 7 | PHASEDESIGNATION | 7 | CONSTRUCTIONTYPE | Underground | HIGHSIDECONFIGURATION | OD |  |  | fme_feature_type | ASSETGROUP | ASSETTYPE | ASSETGROUPDESC | ASSETTYPEDESC | NOMINALVOLTAGE | _UNFEATURECLASS | _domainNetworkName | ASSOCIATION_TYPE | agv1 | atv1
Electric | ElectricAssembly | 10 | Transformer Bank | 372 | Pad Mounted Three Phase Delta | 19 | Medium Voltage Transformer Bank | 335 | Pad Mounted Three Phase Delta |  | Transformer | SUBTYPECD | 7 | PHASEDESIGNATION | 7 | CONSTRUCTIONTYPE | Underground | HIGHSIDECONFIGURATION | LL |  |  | fme_feature_type | ASSETGROUP | ASSETTYPE | ASSETGROUPDESC | ASSETTYPEDESC | NOMINALVOLTAGE | _UNFEATURECLASS | _domainNetworkName | ASSOCIATION_TYPE | agv1 | atv1
Electric | ElectricAssembly | 10 | Transformer Bank | 373 | Pad Mounted Three Phase Open Delta | 19 | Medium Voltage Transformer Bank | 341 | Pad Mounted Three Phase Open Delta | [12 empty] | fme_feature_type | ASSETGROUP | ASSETTYPE | ASSETGROUPDESC | ASSETTYPEDESC | NOMINALVOLTAGE | _UNFEATURECLASS | _domainNetworkName | ASSOCIATION_TYPE | agv1 | atv1
Electric | ElectricAssembly | 10 | Transformer Bank | 374 | Pad Mounted Three Phase Wye | 19 | Medium Voltage Transformer Bank | 336 | Pad Mounted Three Phase Wye |  | Transformer | SUBTYPECD | 7 | PHASEDESIGNATION | 7 | CONSTRUCTIONTYPE | Underground | HIGHSIDECONFIGURATION | Y |  |  | fme_feature_type | ASSETGROUP | ASSETTYPE | ASSETGROUPDESC | ASSETTYPEDESC | NOMINALVOLTAGE | _UNFEATURECLASS | _domainNetworkName | ASSOCIATION_TYPE | agv1 | atv1
Electric | ElectricAssembly | 10 | Transformer Bank | 374 | Pad Mounted Three Phase Wye | 19 | Medium Voltage Transformer Bank | 336 | Pad Mounted Three Phase Wye |  | Transformer | SUBTYPECD | 7 | PHASEDESIGNATION | 7 | CONSTRUCTIONTYPE | Underground | HIGHSIDECONFIGURATION | OY |  |  | fme_feature_type | ASSETGROUP | ASSETTYPE | ASSETGROUPDESC | ASSETTYPEDESC | NOMINALVOLTAGE | _UNFEATURECLASS | _domainNetworkName | ASSOCIATION_TYPE | agv1 | atv1
Electric | ElectricAssembly | 10 | Transformer Bank | 374 | Pad Mounted Three Phase Wye | 19 | Medium Voltage Transformer Bank | 336 | Pad Mounted Three Phase Wye |  | Transformer | SUBTYPECD | 7 | PHASEDESIGNATION | 7 | CONSTRUCTIONTYPE | Underground | HIGHSIDECONFIGURATION | LG |  |  | fme_feature_type | ASSETGROUP | ASSETTYPE | ASSETGROUPDESC | ASSETTYPEDESC | NOMINALVOLTAGE | _UNFEATURECLASS | _domainNetworkName | ASSOCIATION_TYPE | agv1 | atv1
Electric | ElectricAssembly | 10 | Transformer Bank | 375 | Pad Mounted Two Phase Delta | 19 | Medium Voltage Transformer Bank | 335 | Pad Mounted Three Phase Delta | [12 empty] | fme_feature_type | ASSETGROUP | ASSETTYPE | ASSETGROUPDESC | ASSETTYPEDESC | NOMINALVOLTAGE | _UNFEATURECLASS | _domainNetworkName | ASSOCIATION_TYPE | agv1 | atv1
Electric | ElectricAssembly | 10 | Transformer Bank | 376 | Pad Mounted Two Phase Wye | 19 | Medium Voltage Transformer Bank | 336 | Pad Mounted Three Phase Wye | [12 empty] | fme_feature_type | ASSETGROUP | ASSETTYPE | ASSETGROUPDESC | ASSETTYPEDESC | NOMINALVOLTAGE | _UNFEATURECLASS | _domainNetworkName | ASSOCIATION_TYPE | agv1 | atv1
Electric | ElectricAssembly | 10 | Transformer Bank | 378 | Pad Mounted Step Single Phase Delta | 19 | Medium Voltage Transformer Bank | 333 | Pad Mounted Single Phase |  | Transformer | SUBTYPECD | 8 | PHASEDESIGNATION | 1 | CONSTRUCTIONTYPE | Underground | HIGHSIDECONFIGURATION | D |  |  | fme_feature_type | ASSETGROUP | ASSETTYPE | ASSETGROUPDESC | ASSETTYPEDESC | NOMINALVOLTAGE | _UNFEATURECLASS | _domainNetworkName | ASSOCIATION_TYPE | agv1 | atv1
Electric | ElectricAssembly | 10 | Transformer Bank | 378 | Pad Mounted Step Single Phase Delta | 19 | Medium Voltage Transformer Bank | 333 | Pad Mounted Single Phase |  | Transformer | SUBTYPECD | 8 | PHASEDESIGNATION | 2 | CONSTRUCTIONTYPE | Underground | HIGHSIDECONFIGURATION | D |  |  | fme_feature_type | ASSETGROUP | ASSETTYPE | ASSETGROUPDESC | ASSETTYPEDESC | NOMINALVOLTAGE | _UNFEATURECLASS | _domainNetworkName | ASSOCIATION_TYPE | agv1 | atv1
Electric | ElectricAssembly | 10 | Transformer Bank | 378 | Pad Mounted Step Single Phase Delta | 19 | Medium Voltage Transformer Bank | 333 | Pad Mounted Single Phase |  | Transformer | SUBTYPECD | 8 | PHASEDESIGNATION | 4 | CONSTRUCTIONTYPE | Underground | HIGHSIDECONFIGURATION | D |  |  | fme_feature_type | ASSETGROUP | ASSETTYPE | ASSETGROUPDESC | ASSETTYPEDESC | NOMINALVOLTAGE | _UNFEATURECLASS | _domainNetworkName | ASSOCIATION_TYPE | agv1 | atv1
Electric | ElectricAssembly | 10 | Transformer Bank | 378 | Pad Mounted Step Single Phase Delta | 19 | Medium Voltage Transformer Bank | 333 | Pad Mounted Single Phase |  | Transformer | SUBTYPECD | 8 | PHASEDESIGNATION | 3 | CONSTRUCTIONTYPE | Underground | HIGHSIDECONFIGURATION | D |  |  | fme_feature_type | ASSETGROUP | ASSETTYPE | ASSETGROUPDESC | ASSETTYPEDESC | NOMINALVOLTAGE | _UNFEATURECLASS | _domainNetworkName | ASSOCIATION_TYPE | agv1 | atv1
Electric | ElectricAssembly | 10 | Transformer Bank | 378 | Pad Mounted Step Single Phase Delta | 19 | Medium Voltage Transformer Bank | 333 | Pad Mounted Single Phase |  | Transformer | SUBTYPECD | 8 | PHASEDESIGNATION | 5 | CONSTRUCTIONTYPE | Underground | HIGHSIDECONFIGURATION | D |  |  | fme_feature_type | ASSETGROUP | ASSETTYPE | ASSETGROUPDESC | ASSETTYPEDESC | NOMINALVOLTAGE | _UNFEATURECLASS | _domainNetworkName | ASSOCIATION_TYPE | agv1 | atv1
Electric | ElectricAssembly | 10 | Transformer Bank | 378 | Pad Mounted Step Single Phase Delta | 19 | Medium Voltage Transformer Bank | 333 | Pad Mounted Single Phase |  | Transformer | SUBTYPECD | 8 | PHASEDESIGNATION | 6 | CONSTRUCTIONTYPE | Underground | HIGHSIDECONFIGURATION | D |  |  | fme_feature_type | ASSETGROUP | ASSETTYPE | ASSETGROUPDESC | ASSETTYPEDESC | NOMINALVOLTAGE | _UNFEATURECLASS | _domainNetworkName | ASSOCIATION_TYPE | agv1 | atv1
Electric | ElectricAssembly | 10 | Transformer Bank | 378 | Pad Mounted Step Single Phase Delta | 19 | Medium Voltage Transformer Bank | 333 | Pad Mounted Single Phase |  | Transformer | SUBTYPECD | 8 | PHASEDESIGNATION | 1 | CONSTRUCTIONTYPE | Underground | HIGHSIDECONFIGURATION | OD |  |  | fme_feature_type | ASSETGROUP | ASSETTYPE | ASSETGROUPDESC | ASSETTYPEDESC | NOMINALVOLTAGE | _UNFEATURECLASS | _domainNetworkName | ASSOCIATION_TYPE | agv1 | atv1
Electric | ElectricAssembly | 10 | Transformer Bank | 378 | Pad Mounted Step Single Phase Delta | 19 | Medium Voltage Transformer Bank | 333 | Pad Mounted Single Phase |  | Transformer | SUBTYPECD | 8 | PHASEDESIGNATION | 2 | CONSTRUCTIONTYPE | Underground | HIGHSIDECONFIGURATION | OD |  |  | fme_feature_type | ASSETGROUP | ASSETTYPE | ASSETGROUPDESC | ASSETTYPEDESC | NOMINALVOLTAGE | _UNFEATURECLASS | _domainNetworkName | ASSOCIATION_TYPE | agv1 | atv1
Electric | ElectricAssembly | 10 | Transformer Bank | 378 | Pad Mounted Step Single Phase Delta | 19 | Medium Voltage Transformer Bank | 333 | Pad Mounted Single Phase |  | Transformer | SUBTYPECD | 8 | PHASEDESIGNATION | 4 | CONSTRUCTIONTYPE | Underground | HIGHSIDECONFIGURATION | OD |  |  | fme_feature_type | ASSETGROUP | ASSETTYPE | ASSETGROUPDESC | ASSETTYPEDESC | NOMINALVOLTAGE | _UNFEATURECLASS | _domainNetworkName | ASSOCIATION_TYPE | agv1 | atv1
Electric | ElectricAssembly | 10 | Transformer Bank | 378 | Pad Mounted Step Single Phase Delta | 19 | Medium Voltage Transformer Bank | 333 | Pad Mounted Single Phase |  | Transformer | SUBTYPECD | 8 | PHASEDESIGNATION | 3 | CONSTRUCTIONTYPE | Underground | HIGHSIDECONFIGURATION | OD |  |  | fme_feature_type | ASSETGROUP | ASSETTYPE | ASSETGROUPDESC | ASSETTYPEDESC | NOMINALVOLTAGE | _UNFEATURECLASS | _domainNetworkName | ASSOCIATION_TYPE | agv1 | atv1
Electric | ElectricAssembly | 10 | Transformer Bank | 378 | Pad Mounted Step Single Phase Delta | 19 | Medium Voltage Transformer Bank | 333 | Pad Mounted Single Phase |  | Transformer | SUBTYPECD | 8 | PHASEDESIGNATION | 5 | CONSTRUCTIONTYPE | Underground | HIGHSIDECONFIGURATION | OD |  |  | fme_feature_type | ASSETGROUP | ASSETTYPE | ASSETGROUPDESC | ASSETTYPEDESC | NOMINALVOLTAGE | _UNFEATURECLASS | _domainNetworkName | ASSOCIATION_TYPE | agv1 | atv1
Electric | ElectricAssembly | 10 | Transformer Bank | 378 | Pad Mounted Step Single Phase Delta | 19 | Medium Voltage Transformer Bank | 333 | Pad Mounted Single Phase |  | Transformer | SUBTYPECD | 8 | PHASEDESIGNATION | 6 | CONSTRUCTIONTYPE | Underground | HIGHSIDECONFIGURATION | OD |  |  | fme_feature_type | ASSETGROUP | ASSETTYPE | ASSETGROUPDESC | ASSETTYPEDESC | NOMINALVOLTAGE | _UNFEATURECLASS | _domainNetworkName | ASSOCIATION_TYPE | agv1 | atv1
Electric | ElectricAssembly | 10 | Transformer Bank | 378 | Pad Mounted Step Single Phase Delta | 19 | Medium Voltage Transformer Bank | 333 | Pad Mounted Single Phase |  | Transformer | SUBTYPECD | 8 | PHASEDESIGNATION | 1 | CONSTRUCTIONTYPE | Underground | HIGHSIDECONFIGURATION | LL |  |  | fme_feature_type | ASSETGROUP | ASSETTYPE | ASSETGROUPDESC | ASSETTYPEDESC | NOMINALVOLTAGE | _UNFEATURECLASS | _domainNetworkName | ASSOCIATION_TYPE | agv1 | atv1
Electric | ElectricAssembly | 10 | Transformer Bank | 378 | Pad Mounted Step Single Phase Delta | 19 | Medium Voltage Transformer Bank | 333 | Pad Mounted Single Phase |  | Transformer | SUBTYPECD | 8 | PHASEDESIGNATION | 2 | CONSTRUCTIONTYPE | Underground | HIGHSIDECONFIGURATION | LL |  |  | fme_feature_type | ASSETGROUP | ASSETTYPE | ASSETGROUPDESC | ASSETTYPEDESC | NOMINALVOLTAGE | _UNFEATURECLASS | _domainNetworkName | ASSOCIATION_TYPE | agv1 | atv1
Electric | ElectricAssembly | 10 | Transformer Bank | 378 | Pad Mounted Step Single Phase Delta | 19 | Medium Voltage Transformer Bank | 333 | Pad Mounted Single Phase |  | Transformer | SUBTYPECD | 8 | PHASEDESIGNATION | 4 | CONSTRUCTIONTYPE | Underground | HIGHSIDECONFIGURATION | LL |  |  | fme_feature_type | ASSETGROUP | ASSETTYPE | ASSETGROUPDESC | ASSETTYPEDESC | NOMINALVOLTAGE | _UNFEATURECLASS | _domainNetworkName | ASSOCIATION_TYPE | agv1 | atv1
Electric | ElectricAssembly | 10 | Transformer Bank | 378 | Pad Mounted Step Single Phase Delta | 19 | Medium Voltage Transformer Bank | 333 | Pad Mounted Single Phase |  | Transformer | SUBTYPECD | 8 | PHASEDESIGNATION | 3 | CONSTRUCTIONTYPE | Underground | HIGHSIDECONFIGURATION | LL |  |  | fme_feature_type | ASSETGROUP | ASSETTYPE | ASSETGROUPDESC | ASSETTYPEDESC | NOMINALVOLTAGE | _UNFEATURECLASS | _domainNetworkName | ASSOCIATION_TYPE | agv1 | atv1
Electric | ElectricAssembly | 10 | Transformer Bank | 378 | Pad Mounted Step Single Phase Delta | 19 | Medium Voltage Transformer Bank | 333 | Pad Mounted Single Phase |  | Transformer | SUBTYPECD | 8 | PHASEDESIGNATION | 5 | CONSTRUCTIONTYPE | Underground | HIGHSIDECONFIGURATION | LL |  |  | fme_feature_type | ASSETGROUP | ASSETTYPE | ASSETGROUPDESC | ASSETTYPEDESC | NOMINALVOLTAGE | _UNFEATURECLASS | _domainNetworkName | ASSOCIATION_TYPE | agv1 | atv1
Electric | ElectricAssembly | 10 | Transformer Bank | 378 | Pad Mounted Step Single Phase Delta | 19 | Medium Voltage Transformer Bank | 333 | Pad Mounted Single Phase |  | Transformer | SUBTYPECD | 8 | PHASEDESIGNATION | 6 | CONSTRUCTIONTYPE | Underground | HIGHSIDECONFIGURATION | LL |  |  | fme_feature_type | ASSETGROUP | ASSETTYPE | ASSETGROUPDESC | ASSETTYPEDESC | NOMINALVOLTAGE | _UNFEATURECLASS | _domainNetworkName | ASSOCIATION_TYPE | agv1 | atv1
Electric | ElectricAssembly | 10 | Transformer Bank | 380 | Pad Mounted Step Three Phase Delta | 19 | Medium Voltage Transformer Bank | 339 | Pad Mounted Step Three Phase Delta |  | Transformer | SUBTYPECD | 8 | PHASEDESIGNATION | 7 | CONSTRUCTIONTYPE | Underground | HIGHSIDECONFIGURATION | D |  |  | fme_feature_type | ASSETGROUP | ASSETTYPE | ASSETGROUPDESC | ASSETTYPEDESC | NOMINALVOLTAGE | _UNFEATURECLASS | _domainNetworkName | ASSOCIATION_TYPE | agv1 | atv1
Electric | ElectricAssembly | 10 | Transformer Bank | 380 | Pad Mounted Step Three Phase Delta | 19 | Medium Voltage Transformer Bank | 339 | Pad Mounted Step Three Phase Delta |  | Transformer | SUBTYPECD | 8 | PHASEDESIGNATION | 7 | CONSTRUCTIONTYPE | Underground | HIGHSIDECONFIGURATION | OD |  |  | fme_feature_type | ASSETGROUP | ASSETTYPE | ASSETGROUPDESC | ASSETTYPEDESC | NOMINALVOLTAGE | _UNFEATURECLASS | _domainNetworkName | ASSOCIATION_TYPE | agv1 | atv1
Electric | ElectricAssembly | 10 | Transformer Bank | 380 | Pad Mounted Step Three Phase Delta | 19 | Medium Voltage Transformer Bank | 339 | Pad Mounted Step Three Phase Delta |  | Transformer | SUBTYPECD | 8 | PHASEDESIGNATION | 7 | CONSTRUCTIONTYPE | Underground | HIGHSIDECONFIGURATION | LL |  |  | fme_feature_type | ASSETGROUP | ASSETTYPE | ASSETGROUPDESC | ASSETTYPEDESC | NOMINALVOLTAGE | _UNFEATURECLASS | _domainNetworkName | ASSOCIATION_TYPE | agv1 | atv1
Electric | ElectricAssembly | 10 | Transformer Bank | 378 | Pad Mounted Step Single Phase Delta | 19 | Medium Voltage Transformer Bank | 333 | Pad Mounted Single Phase |  | Transformer | SUBTYPECD | 8 | PHASEDESIGNATION | 1 | CONSTRUCTIONTYPE | Underground | HIGHSIDECONFIGURATION | Y |  |  | fme_feature_type | ASSETGROUP | ASSETTYPE | ASSETGROUPDESC | ASSETTYPEDESC | NOMINALVOLTAGE | _UNFEATURECLASS | _domainNetworkName | ASSOCIATION_TYPE | agv1 | atv1
Electric | ElectricAssembly | 10 | Transformer Bank | 378 | Pad Mounted Step Single Phase Delta | 19 | Medium Voltage Transformer Bank | 333 | Pad Mounted Single Phase |  | Transformer | SUBTYPECD | 8 | PHASEDESIGNATION | 2 | CONSTRUCTIONTYPE | Underground | HIGHSIDECONFIGURATION | Y |  |  | fme_feature_type | ASSETGROUP | ASSETTYPE | ASSETGROUPDESC | ASSETTYPEDESC | NOMINALVOLTAGE | _UNFEATURECLASS | _domainNetworkName | ASSOCIATION_TYPE | agv1 | atv1
Electric | ElectricAssembly | 10 | Transformer Bank | 378 | Pad Mounted Step Single Phase Delta | 19 | Medium Voltage Transformer Bank | 333 | Pad Mounted Single Phase |  | Transformer | SUBTYPECD | 8 | PHASEDESIGNATION | 4 | CONSTRUCTIONTYPE | Underground | HIGHSIDECONFIGURATION | Y |  |  | fme_feature_type | ASSETGROUP | ASSETTYPE | ASSETGROUPDESC | ASSETTYPEDESC | NOMINALVOLTAGE | _UNFEATURECLASS | _domainNetworkName | ASSOCIATION_TYPE | agv1 | atv1
Electric | ElectricAssembly | 10 | Transformer Bank | 378 | Pad Mounted Step Single Phase Delta | 19 | Medium Voltage Transformer Bank | 333 | Pad Mounted Single Phase |  | Transformer | SUBTYPECD | 8 | PHASEDESIGNATION | 3 | CONSTRUCTIONTYPE | Underground | HIGHSIDECONFIGURATION | Y |  |  | fme_feature_type | ASSETGROUP | ASSETTYPE | ASSETGROUPDESC | ASSETTYPEDESC | NOMINALVOLTAGE | _UNFEATURECLASS | _domainNetworkName | ASSOCIATION_TYPE | agv1 | atv1
Electric | ElectricAssembly | 10 | Transformer Bank | 378 | Pad Mounted Step Single Phase Delta | 19 | Medium Voltage Transformer Bank | 333 | Pad Mounted Single Phase |  | Transformer | SUBTYPECD | 8 | PHASEDESIGNATION | 5 | CONSTRUCTIONTYPE | Underground | HIGHSIDECONFIGURATION | Y |  |  | fme_feature_type | ASSETGROUP | ASSETTYPE | ASSETGROUPDESC | ASSETTYPEDESC | NOMINALVOLTAGE | _UNFEATURECLASS | _domainNetworkName | ASSOCIATION_TYPE | agv1 | atv1
Electric | ElectricAssembly | 10 | Transformer Bank | 378 | Pad Mounted Step Single Phase Delta | 19 | Medium Voltage Transformer Bank | 333 | Pad Mounted Single Phase |  | Transformer | SUBTYPECD | 8 | PHASEDESIGNATION | 6 | CONSTRUCTIONTYPE | Underground | HIGHSIDECONFIGURATION | Y |  |  | fme_feature_type | ASSETGROUP | ASSETTYPE | ASSETGROUPDESC | ASSETTYPEDESC | NOMINALVOLTAGE | _UNFEATURECLASS | _domainNetworkName | ASSOCIATION_TYPE | agv1 | atv1
Electric | ElectricAssembly | 10 | Transformer Bank | 378 | Pad Mounted Step Single Phase Delta | 19 | Medium Voltage Transformer Bank | 333 | Pad Mounted Single Phase |  | Transformer | SUBTYPECD | 8 | PHASEDESIGNATION | 1 | CONSTRUCTIONTYPE | Underground | HIGHSIDECONFIGURATION | OY |  |  | fme_feature_type | ASSETGROUP | ASSETTYPE | ASSETGROUPDESC | ASSETTYPEDESC | NOMINALVOLTAGE | _UNFEATURECLASS | _domainNetworkName | ASSOCIATION_TYPE | agv1 | atv1
Electric | ElectricAssembly | 10 | Transformer Bank | 378 | Pad Mounted Step Single Phase Delta | 19 | Medium Voltage Transformer Bank | 333 | Pad Mounted Single Phase |  | Transformer | SUBTYPECD | 8 | PHASEDESIGNATION | 2 | CONSTRUCTIONTYPE | Underground | HIGHSIDECONFIGURATION | OY |  |  | fme_feature_type | ASSETGROUP | ASSETTYPE | ASSETGROUPDESC | ASSETTYPEDESC | NOMINALVOLTAGE | _UNFEATURECLASS | _domainNetworkName | ASSOCIATION_TYPE | agv1 | atv1
Electric | ElectricAssembly | 10 | Transformer Bank | 378 | Pad Mounted Step Single Phase Delta | 19 | Medium Voltage Transformer Bank | 333 | Pad Mounted Single Phase |  | Transformer | SUBTYPECD | 8 | PHASEDESIGNATION | 4 | CONSTRUCTIONTYPE | Underground | HIGHSIDECONFIGURATION | OY |  |  | fme_feature_type | ASSETGROUP | ASSETTYPE | ASSETGROUPDESC | ASSETTYPEDESC | NOMINALVOLTAGE | _UNFEATURECLASS | _domainNetworkName | ASSOCIATION_TYPE | agv1 | atv1
Electric | ElectricAssembly | 10 | Transformer Bank | 378 | Pad Mounted Step Single Phase Delta | 19 | Medium Voltage Transformer Bank | 333 | Pad Mounted Single Phase |  | Transformer | SUBTYPECD | 8 | PHASEDESIGNATION | 3 | CONSTRUCTIONTYPE | Underground | HIGHSIDECONFIGURATION | OY |  |  | fme_feature_type | ASSETGROUP | ASSETTYPE | ASSETGROUPDESC | ASSETTYPEDESC | NOMINALVOLTAGE | _UNFEATURECLASS | _domainNetworkName | ASSOCIATION_TYPE | agv1 | atv1
Electric | ElectricAssembly | 10 | Transformer Bank | 378 | Pad Mounted Step Single Phase Delta | 19 | Medium Voltage Transformer Bank | 333 | Pad Mounted Single Phase |  | Transformer | SUBTYPECD | 8 | PHASEDESIGNATION | 5 | CONSTRUCTIONTYPE | Underground | HIGHSIDECONFIGURATION | OY |  |  | fme_feature_type | ASSETGROUP | ASSETTYPE | ASSETGROUPDESC | ASSETTYPEDESC | NOMINALVOLTAGE | _UNFEATURECLASS | _domainNetworkName | ASSOCIATION_TYPE | agv1 | atv1
Electric | ElectricAssembly | 10 | Transformer Bank | 378 | Pad Mounted Step Single Phase Delta | 19 | Medium Voltage Transformer Bank | 333 | Pad Mounted Single Phase |  | Transformer | SUBTYPECD | 8 | PHASEDESIGNATION | 6 | CONSTRUCTIONTYPE | Underground | HIGHSIDECONFIGURATION | OY |  |  | fme_feature_type | ASSETGROUP | ASSETTYPE | ASSETGROUPDESC | ASSETTYPEDESC | NOMINALVOLTAGE | _UNFEATURECLASS | _domainNetworkName | ASSOCIATION_TYPE | agv1 | atv1
Electric | ElectricAssembly | 10 | Transformer Bank | 378 | Pad Mounted Step Single Phase Delta | 19 | Medium Voltage Transformer Bank | 333 | Pad Mounted Single Phase |  | Transformer | SUBTYPECD | 8 | PHASEDESIGNATION | 1 | CONSTRUCTIONTYPE | Underground | HIGHSIDECONFIGURATION | LG |  |  | fme_feature_type | ASSETGROUP | ASSETTYPE | ASSETGROUPDESC | ASSETTYPEDESC | NOMINALVOLTAGE | _UNFEATURECLASS | _domainNetworkName | ASSOCIATION_TYPE | agv1 | atv1
Electric | ElectricAssembly | 10 | Transformer Bank | 378 | Pad Mounted Step Single Phase Delta | 19 | Medium Voltage Transformer Bank | 333 | Pad Mounted Single Phase |  | Transformer | SUBTYPECD | 8 | PHASEDESIGNATION | 2 | CONSTRUCTIONTYPE | Underground | HIGHSIDECONFIGURATION | LG |  |  | fme_feature_type | ASSETGROUP | ASSETTYPE | ASSETGROUPDESC | ASSETTYPEDESC | NOMINALVOLTAGE | _UNFEATURECLASS | _domainNetworkName | ASSOCIATION_TYPE | agv1 | atv1
Electric | ElectricAssembly | 10 | Transformer Bank | 378 | Pad Mounted Step Single Phase Delta | 19 | Medium Voltage Transformer Bank | 333 | Pad Mounted Single Phase |  | Transformer | SUBTYPECD | 8 | PHASEDESIGNATION | 4 | CONSTRUCTIONTYPE | Underground | HIGHSIDECONFIGURATION | LG |  |  | fme_feature_type | ASSETGROUP | ASSETTYPE | ASSETGROUPDESC | ASSETTYPEDESC | NOMINALVOLTAGE | _UNFEATURECLASS | _domainNetworkName | ASSOCIATION_TYPE | agv1 | atv1
Electric | ElectricAssembly | 10 | Transformer Bank | 378 | Pad Mounted Step Single Phase Delta | 19 | Medium Voltage Transformer Bank | 333 | Pad Mounted Single Phase |  | Transformer | SUBTYPECD | 8 | PHASEDESIGNATION | 3 | CONSTRUCTIONTYPE | Underground | HIGHSIDECONFIGURATION | LG |  |  | fme_feature_type | ASSETGROUP | ASSETTYPE | ASSETGROUPDESC | ASSETTYPEDESC | NOMINALVOLTAGE | _UNFEATURECLASS | _domainNetworkName | ASSOCIATION_TYPE | agv1 | atv1
Electric | ElectricAssembly | 10 | Transformer Bank | 378 | Pad Mounted Step Single Phase Delta | 19 | Medium Voltage Transformer Bank | 333 | Pad Mounted Single Phase |  | Transformer | SUBTYPECD | 8 | PHASEDESIGNATION | 5 | CONSTRUCTIONTYPE | Underground | HIGHSIDECONFIGURATION | LG |  |  | fme_feature_type | ASSETGROUP | ASSETTYPE | ASSETGROUPDESC | ASSETTYPEDESC | NOMINALVOLTAGE | _UNFEATURECLASS | _domainNetworkName | ASSOCIATION_TYPE | agv1 | atv1
Electric | ElectricAssembly | 10 | Transformer Bank | 378 | Pad Mounted Step Single Phase Delta | 19 | Medium Voltage Transformer Bank | 333 | Pad Mounted Single Phase |  | Transformer | SUBTYPECD | 8 | PHASEDESIGNATION | 6 | CONSTRUCTIONTYPE | Underground | HIGHSIDECONFIGURATION | LG |  |  | fme_feature_type | ASSETGROUP | ASSETTYPE | ASSETGROUPDESC | ASSETTYPEDESC | NOMINALVOLTAGE | _UNFEATURECLASS | _domainNetworkName | ASSOCIATION_TYPE | agv1 | atv1
Electric | ElectricAssembly | 10 | Transformer Bank | 382 | Pad Mounted Step Three Phase Wye | 19 | Medium Voltage Transformer Bank | 340 | Pad Mounted Step Three Phase Wye |  | Transformer | SUBTYPECD | 8 | PHASEDESIGNATION | 7 | CONSTRUCTIONTYPE | Underground | HIGHSIDECONFIGURATION | Y |  |  | fme_feature_type | ASSETGROUP | ASSETTYPE | ASSETGROUPDESC | ASSETTYPEDESC | NOMINALVOLTAGE | _UNFEATURECLASS | _domainNetworkName | ASSOCIATION_TYPE | agv1 | atv1
Electric | ElectricAssembly | 10 | Transformer Bank | 382 | Pad Mounted Step Three Phase Wye | 19 | Medium Voltage Transformer Bank | 340 | Pad Mounted Step Three Phase Wye |  | Transformer | SUBTYPECD | 8 | PHASEDESIGNATION | 7 | CONSTRUCTIONTYPE | Underground | HIGHSIDECONFIGURATION | OY |  |  | fme_feature_type | ASSETGROUP | ASSETTYPE | ASSETGROUPDESC | ASSETTYPEDESC | NOMINALVOLTAGE | _UNFEATURECLASS | _domainNetworkName | ASSOCIATION_TYPE | agv1 | atv1
Electric | ElectricAssembly | 10 | Transformer Bank | 382 | Pad Mounted Step Three Phase Wye | 19 | Medium Voltage Transformer Bank | 340 | Pad Mounted Step Three Phase Wye |  | Transformer | SUBTYPECD | 8 | PHASEDESIGNATION | 7 | CONSTRUCTIONTYPE | Underground | HIGHSIDECONFIGURATION | LG |  |  | fme_feature_type | ASSETGROUP | ASSETTYPE | ASSETGROUPDESC | ASSETTYPEDESC | NOMINALVOLTAGE | _UNFEATURECLASS | _domainNetworkName | ASSOCIATION_TYPE | agv1 | atv1
Electric | ElectricAssembly | 11 | Voltage Regulator Bank | 0 | Unknown | 11 | Voltage Regulator Bank | 0 | Unknown | [12 empty] | fme_feature_type | ASSETGROUP | ASSETTYPE | ASSETGROUPDESC | ASSETTYPEDESC | NOMINALVOLTAGE | _UNFEATURECLASS | _domainNetworkName | ASSOCIATION_TYPE | agv1 | atv1
Electric | ElectricAssembly | 11 | Voltage Regulator Bank | 401 | Overhead Voltage Regulator | 11 | Voltage Regulator Bank | 261 | Overhead Single Phase Regulator | [12 empty] | fme_feature_type | ASSETGROUP | ASSETTYPE | ASSETGROUPDESC | ASSETTYPEDESC | NOMINALVOLTAGE | _UNFEATURECLASS | _domainNetworkName | ASSOCIATION_TYPE | agv1 | atv1
Electric | ElectricAssembly | 11 | Voltage Regulator Bank | 402 | Pad Mounted Voltage Regulator | 11 | Voltage Regulator Bank | 269 | Pad Mounted Single Phase Regulator | [12 empty] | fme_feature_type | ASSETGROUP | ASSETTYPE | ASSETGROUPDESC | ASSETTYPEDESC | NOMINALVOLTAGE | _UNFEATURECLASS | _domainNetworkName | ASSOCIATION_TYPE | agv1 | atv1
Electric | ElectricAssembly | 12 | Service Location | 0 | Unknown | 12 | Service Location | 0 | Unknown | [12 empty] | fme_feature_type | ASSETGROUP | ASSETTYPE | ASSETGROUPDESC | ASSETTYPEDESC | NOMINALVOLTAGE | _UNFEATURECLASS | _domainNetworkName | ASSOCIATION_TYPE | agv1 | atv1
Electric | ElectricAssembly | 12 | Service Location | 441 | Commercial | 12 | Service Location | 281 | Commercial | [12 empty] | fme_feature_type | ASSETGROUP | ASSETTYPE | ASSETGROUPDESC | ASSETTYPEDESC | NOMINALVOLTAGE | _UNFEATURECLASS | _domainNetworkName | ASSOCIATION_TYPE | agv1 | atv1
Electric | ElectricAssembly | 12 | Service Location | 442 | Residential | 12 | Service Location | 284 | Residential | [12 empty] | fme_feature_type | ASSETGROUP | ASSETTYPE | ASSETGROUPDESC | ASSETTYPEDESC | NOMINALVOLTAGE | _UNFEATURECLASS | _domainNetworkName | ASSOCIATION_TYPE | agv1 | atv1
Electric | ElectricDevice | 1 | Arrester | 0 | Unknown | 25 | Medium Voltage Arrester | 0 | Unknown | [12 empty] | fme_feature_type | ASSETGROUP | ASSETTYPE | ASSETGROUPDESC | ASSETTYPEDESC | NOMINALVOLTAGE | _UNFEATURECLASS | _domainNetworkName | ASSOCIATION_TYPE | agv1 | atv1
Electric | ElectricDevice | 1 | Arrester | 1 | Low Voltage Arrester | 25 | Medium Voltage Arrester | 481 | MV Elbow Arrester | [12 empty] | fme_feature_type | ASSETGROUP | ASSETTYPE | ASSETGROUPDESC | ASSETTYPEDESC | NOMINALVOLTAGE | _UNFEATURECLASS | _domainNetworkName | ASSOCIATION_TYPE | agv1 | atv1
Electric | ElectricDevice | 1 | Arrester | 1 | Low Voltage Arrester | 25 | Medium Voltage Arrester | 482 | MV Line Arrester | [12 empty] | fme_feature_type | ASSETGROUP | ASSETTYPE | ASSETGROUPDESC | ASSETTYPEDESC | NOMINALVOLTAGE | _UNFEATURECLASS | _domainNetworkName | ASSOCIATION_TYPE | agv1 | atv1
Electric | ElectricDevice | 1 | Arrester | 2 | Medium Voltage Line Arrester | 25 | Medium Voltage Arrester | 483 | MV Station Arrester | [12 empty] | fme_feature_type | ASSETGROUP | ASSETTYPE | ASSETGROUPDESC | ASSETTYPEDESC | NOMINALVOLTAGE | _UNFEATURECLASS | _domainNetworkName | ASSOCIATION_TYPE | agv1 | atv1
Electric | ElectricDevice | 3 | Power Factor Correcting Equipment | 0 | Unknown | 34 | Medium Voltage Power Factor Correcting | 0 | Unknown |  | CapacitorUnit | [10 empty] | fme_feature_type | ASSETGROUP | ASSETTYPE | ASSETGROUPDESC | ASSETTYPEDESC | NOMINALVOLTAGE | _UNFEATURECLASS | _domainNetworkName | ASSOCIATION_TYPE | agv1 | atv1
Electric | ElectricDevice | 3 | Power Factor Correcting Equipment | 81 | Controller | 34 | Medium Voltage Power Factor Correcting | 241 | Controller | [12 empty] | fme_feature_type | ASSETGROUP | ASSETTYPE | ASSETGROUPDESC | ASSETTYPEDESC | NOMINALVOLTAGE | _UNFEATURECLASS | _domainNetworkName | ASSOCIATION_TYPE | agv1 | atv1
Electric | ElectricDevice | 3 | Power Factor Correcting Equipment | 82 | Overhead Single Phase Capacitor | 34 | Medium Voltage Power Factor Correcting | 664 | Overhead Single Phase Capacitor |  | CapacitorUnit | _AGDevice_SUBTYPECD | 1 | _AGDevice_PHASEDESIGNATION | 1 | _AGDevice_CONSTRUCTIONTYPE | Overhead |  |  |  |  | fme_feature_type | ASSETGROUP | ASSETTYPE | ASSETGROUPDESC | ASSETTYPEDESC | NOMINALVOLTAGE | _UNFEATURECLASS | _domainNetworkName | ASSOCIATION_TYPE | agv1 | atv1
Electric | ElectricDevice | 3 | Power Factor Correcting Equipment | 82 | Overhead Single Phase Capacitor | 34 | Medium Voltage Power Factor Correcting | 664 | Overhead Single Phase Capacitor |  | CapacitorUnit | _AGDevice_SUBTYPECD | 1 | _AGDevice_PHASEDESIGNATION | 2 | _AGDevice_CONSTRUCTIONTYPE | Overhead |  |  |  |  | fme_feature_type | ASSETGROUP | ASSETTYPE | ASSETGROUPDESC | ASSETTYPEDESC | NOMINALVOLTAGE | _UNFEATURECLASS | _domainNetworkName | ASSOCIATION_TYPE | agv1 | atv1
Electric | ElectricDevice | 3 | Power Factor Correcting Equipment | 82 | Overhead Single Phase Capacitor | 34 | Medium Voltage Power Factor Correcting | 664 | Overhead Single Phase Capacitor |  | CapacitorUnit | _AGDevice_SUBTYPECD | 1 | _AGDevice_PHASEDESIGNATION | 4 | _AGDevice_CONSTRUCTIONTYPE | Overhead |  |  |  |  | fme_feature_type | ASSETGROUP | ASSETTYPE | ASSETGROUPDESC | ASSETTYPEDESC | NOMINALVOLTAGE | _UNFEATURECLASS | _domainNetworkName | ASSOCIATION_TYPE | agv1 | atv1
Electric | ElectricDevice | 3 | Power Factor Correcting Equipment | 82 | Overhead Single Phase Capacitor | 34 | Medium Voltage Power Factor Correcting | 664 | Overhead Single Phase Capacitor |  | CapacitorUnit | _AGDevice_SUBTYPECD | 1 | _AGDevice_PHASEDESIGNATION | 7 | _AGDevice_CONSTRUCTIONTYPE | Overhead |  |  |  |  | fme_feature_type | ASSETGROUP | ASSETTYPE | ASSETGROUPDESC | ASSETTYPEDESC | NOMINALVOLTAGE | _UNFEATURECLASS | _domainNetworkName | ASSOCIATION_TYPE | agv1 | atv1
Electric | ElectricDevice | 3 | Power Factor Correcting Equipment | 82 | Overhead Single Phase Capacitor | 34 | Medium Voltage Power Factor Correcting | 664 | Overhead Single Phase Capacitor |  | CapacitorUnit | _AGDevice_SUBTYPECD | 3 | _AGDevice_PHASEDESIGNATION | 1 | _AGDevice_CONSTRUCTIONTYPE | Overhead |  |  |  |  | fme_feature_type | ASSETGROUP | ASSETTYPE | ASSETGROUPDESC | ASSETTYPEDESC | NOMINALVOLTAGE | _UNFEATURECLASS | _domainNetworkName | ASSOCIATION_TYPE | agv1 | atv1
Electric | ElectricDevice | 3 | Power Factor Correcting Equipment | 82 | Overhead Single Phase Capacitor | 34 | Medium Voltage Power Factor Correcting | 664 | Overhead Single Phase Capacitor |  | CapacitorUnit | _AGDevice_SUBTYPECD | 3 | _AGDevice_PHASEDESIGNATION | 2 | _AGDevice_CONSTRUCTIONTYPE | Overhead |  |  |  |  | fme_feature_type | ASSETGROUP | ASSETTYPE | ASSETGROUPDESC | ASSETTYPEDESC | NOMINALVOLTAGE | _UNFEATURECLASS | _domainNetworkName | ASSOCIATION_TYPE | agv1 | atv1
Electric | ElectricDevice | 3 | Power Factor Correcting Equipment | 82 | Overhead Single Phase Capacitor | 34 | Medium Voltage Power Factor Correcting | 664 | Overhead Single Phase Capacitor |  | CapacitorUnit | _AGDevice_SUBTYPECD | 3 | _AGDevice_PHASEDESIGNATION | 4 | _AGDevice_CONSTRUCTIONTYPE | Overhead |  |  |  |  | fme_feature_type | ASSETGROUP | ASSETTYPE | ASSETGROUPDESC | ASSETTYPEDESC | NOMINALVOLTAGE | _UNFEATURECLASS | _domainNetworkName | ASSOCIATION_TYPE | agv1 | atv1
Electric | ElectricDevice | 3 | Power Factor Correcting Equipment | 82 | Overhead Single Phase Capacitor | 34 | Medium Voltage Power Factor Correcting | 664 | Overhead Single Phase Capacitor |  | CapacitorUnit | _AGDevice_SUBTYPECD | 3 | _AGDevice_PHASEDESIGNATION | 7 | _AGDevice_CONSTRUCTIONTYPE | Overhead |  |  |  |  | fme_feature_type | ASSETGROUP | ASSETTYPE | ASSETGROUPDESC | ASSETTYPEDESC | NOMINALVOLTAGE | _UNFEATURECLASS | _domainNetworkName | ASSOCIATION_TYPE | agv1 | atv1
Electric | ElectricDevice | 3 | Power Factor Correcting Equipment | 83 | Overhead Three Phase Capacitor | 34 | Medium Voltage Power Factor Correcting | 665 | Overhead Three Phase Capacitor |  | CapacitorUnit | _AGDevice_SUBTYPECD | 1 | _AGDevice_PHASEDESIGNATION | 7 | PHASEDESIGNATION | 7 | _AGDevice_CONSTRUCTIONTYPE | Overhead |  |  | fme_feature_type | ASSETGROUP | ASSETTYPE | ASSETGROUPDESC | ASSETTYPEDESC | NOMINALVOLTAGE | _UNFEATURECLASS | _domainNetworkName | ASSOCIATION_TYPE | agv1 | atv1
Electric | ElectricDevice | 3 | Power Factor Correcting Equipment | 83 | Overhead Three Phase Capacitor | 34 | Medium Voltage Power Factor Correcting | 666 | Overhead Harmonic Filter | [12 empty] | fme_feature_type | ASSETGROUP | ASSETTYPE | ASSETGROUPDESC | ASSETTYPEDESC | NOMINALVOLTAGE | _UNFEATURECLASS | _domainNetworkName | ASSOCIATION_TYPE | agv1 | atv1
Electric | ElectricDevice | 3 | Power Factor Correcting Equipment | 83 | Overhead Three Phase Capacitor | 34 | Medium Voltage Power Factor Correcting | 667 | Overhead Reactor | [12 empty] | fme_feature_type | ASSETGROUP | ASSETTYPE | ASSETGROUPDESC | ASSETTYPEDESC | NOMINALVOLTAGE | _UNFEATURECLASS | _domainNetworkName | ASSOCIATION_TYPE | agv1 | atv1
Electric | ElectricDevice | 3 | Power Factor Correcting Equipment | 84 | Pad Mounted Single Phase Capacitor | 34 | Medium Voltage Power Factor Correcting | 668 | Pad Mounted Single Phase Capacitor |  | CapacitorUnit | _AGDevice_SUBTYPECD | 2 | _AGDevice_PHASEDESIGNATION | 1 | _AGDevice_CONSTRUCTIONTYPE | OverheadUnderground |  |  |  |  | fme_feature_type | ASSETGROUP | ASSETTYPE | ASSETGROUPDESC | ASSETTYPEDESC | NOMINALVOLTAGE | _UNFEATURECLASS | _domainNetworkName | ASSOCIATION_TYPE | agv1 | atv1
Electric | ElectricDevice | 3 | Power Factor Correcting Equipment | 84 | Pad Mounted Single Phase Capacitor | 34 | Medium Voltage Power Factor Correcting | 668 | Pad Mounted Single Phase Capacitor |  | CapacitorUnit | _AGDevice_SUBTYPECD | 2 | _AGDevice_PHASEDESIGNATION | 2 | _AGDevice_CONSTRUCTIONTYPE | OverheadUnderground |  |  |  |  | fme_feature_type | ASSETGROUP | ASSETTYPE | ASSETGROUPDESC | ASSETTYPEDESC | NOMINALVOLTAGE | _UNFEATURECLASS | _domainNetworkName | ASSOCIATION_TYPE | agv1 | atv1
Electric | ElectricDevice | 3 | Power Factor Correcting Equipment | 84 | Pad Mounted Single Phase Capacitor | 34 | Medium Voltage Power Factor Correcting | 668 | Pad Mounted Single Phase Capacitor |  | CapacitorUnit | _AGDevice_SUBTYPECD | 2 | _AGDevice_PHASEDESIGNATION | 4 | _AGDevice_CONSTRUCTIONTYPE | OverheadUnderground |  |  |  |  | fme_feature_type | ASSETGROUP | ASSETTYPE | ASSETGROUPDESC | ASSETTYPEDESC | NOMINALVOLTAGE | _UNFEATURECLASS | _domainNetworkName | ASSOCIATION_TYPE | agv1 | atv1
Electric | ElectricDevice | 3 | Power Factor Correcting Equipment | 84 | Pad Mounted Single Phase Capacitor | 34 | Medium Voltage Power Factor Correcting | 668 | Pad Mounted Single Phase Capacitor |  | CapacitorUnit | _AGDevice_SUBTYPECD | 2 | _AGDevice_PHASEDESIGNATION | 7 | _AGDevice_CONSTRUCTIONTYPE | OverheadUnderground |  |  |  |  | fme_feature_type | ASSETGROUP | ASSETTYPE | ASSETGROUPDESC | ASSETTYPEDESC | NOMINALVOLTAGE | _UNFEATURECLASS | _domainNetworkName | ASSOCIATION_TYPE | agv1 | atv1
Electric | ElectricDevice | 3 | Power Factor Correcting Equipment | 85 | Pad Mounted Three Phase Capacitor | 34 | Medium Voltage Power Factor Correcting | 669 | Pad Mounted Three Phase Capacitor |  | CapacitorUnit | _AGDevice_SUBTYPECD | 2 | _AGDevice_PHASEDESIGNATION | 7 | PHASEDESIGNATION | 7 | _AGDevice_CONSTRUCTIONTYPE | OverheadUnderground |  |  | fme_feature_type | ASSETGROUP | ASSETTYPE | ASSETGROUPDESC | ASSETTYPEDESC | NOMINALVOLTAGE | _UNFEATURECLASS | _domainNetworkName | ASSOCIATION_TYPE | agv1 | atv1
Electric | ElectricDevice | 4 | Circuit Breaker | 0 | Unknown | 26 | Medium Voltage Circuit Breaker | 0 | Unknown | [12 empty] | fme_feature_type | ASSETGROUP | ASSETTYPE | ASSETGROUPDESC | ASSETTYPEDESC | NOMINALVOLTAGE | _UNFEATURECLASS | _domainNetworkName | ASSOCIATION_TYPE | agv1 | atv1
Electric | ElectricDevice | 4 | Circuit Breaker | 121 | Single Phase | 26 | Medium Voltage Circuit Breaker | 502 | Single Phase Circuit Breaker | [12 empty] | fme_feature_type | ASSETGROUP | ASSETTYPE | ASSETGROUPDESC | ASSETTYPEDESC | NOMINALVOLTAGE | _UNFEATURECLASS | _domainNetworkName | ASSOCIATION_TYPE | agv1 | atv1
Electric | ElectricDevice | 4 | Circuit Breaker | 122 | Three Phase | 26 | Medium Voltage Circuit Breaker | 503 | Three Phase Circuit Breaker | [12 empty] | fme_feature_type | ASSETGROUP | ASSETTYPE | ASSETGROUPDESC | ASSETTYPEDESC | NOMINALVOLTAGE | _UNFEATURECLASS | _domainNetworkName | ASSOCIATION_TYPE | agv1 | atv1
Electric | ElectricDevice | 5 | Fuse | 0 | Unknown | 29 | Medium Voltage Fuse | 0 | Unknown | [12 empty] | fme_feature_type | ASSETGROUP | ASSETTYPE | ASSETGROUPDESC | ASSETTYPEDESC | NOMINALVOLTAGE | _UNFEATURECLASS | _domainNetworkName | ASSOCIATION_TYPE | agv1 | atv1
Electric | ElectricDevice | 5 | Fuse | 161 | Cabinet Fuse | 29 | Medium Voltage Fuse | 568 | Cabinet Fuse |  | FuseUnit | _AGDevice_CONSTRUCTIONTYPE | Underground | [8 empty] | fme_feature_type | ASSETGROUP | ASSETTYPE | ASSETGROUPDESC | ASSETTYPEDESC | NOMINALVOLTAGE | _UNFEATURECLASS | _domainNetworkName | ASSOCIATION_TYPE | agv1 | atv1
Electric | ElectricDevice | 5 | Fuse | 162 | Overhead Cutout Fuse Load Breaking | 29 | Medium Voltage Fuse | 565 | Overhead Cutout Fused Load Break |  | FuseUnit | _AGDevice_SUBTYPECD | 1 | _AGDevice_CONSTRUCTIONTYPE | Overhead | [6 empty] | fme_feature_type | ASSETGROUP | ASSETTYPE | ASSETGROUPDESC | ASSETTYPEDESC | NOMINALVOLTAGE | _UNFEATURECLASS | _domainNetworkName | ASSOCIATION_TYPE | agv1 | atv1
Electric | ElectricDevice | 5 | Fuse | 163 | Overhead Cutout Fuse Non Load Breaking | 29 | Medium Voltage Fuse | 564 | Overhead Cutout Fused Disconnect |  | FuseUnit | _AGDevice_SUBTYPECD | 2 | _AGDevice_CONSTRUCTIONTYPE | Overhead | [6 empty] | fme_feature_type | ASSETGROUP | ASSETTYPE | ASSETGROUPDESC | ASSETTYPEDESC | NOMINALVOLTAGE | _UNFEATURECLASS | _domainNetworkName | ASSOCIATION_TYPE | agv1 | atv1
Electric | ElectricDevice | 5 | Fuse | 164 | Overhead Cutout Sectionalizing | 29 | Medium Voltage Fuse | 566 | Overhead Cutout Sectionalizer | [12 empty] | fme_feature_type | ASSETGROUP | ASSETTYPE | ASSETGROUPDESC | ASSETTYPEDESC | NOMINALVOLTAGE | _UNFEATURECLASS | _domainNetworkName | ASSOCIATION_TYPE | agv1 | atv1
Electric | ElectricDevice | 5 | Fuse | 165 | Overhead Cutout Solid Blade | 29 | Medium Voltage Fuse | 567 | Overhead Cutout Solid Blade | [12 empty] | fme_feature_type | ASSETGROUP | ASSETTYPE | ASSETGROUPDESC | ASSETTYPEDESC | NOMINALVOLTAGE | _UNFEATURECLASS | _domainNetworkName | ASSOCIATION_TYPE | agv1 | atv1
Electric | ElectricDevice | 5 | Fuse | 166 | Overhead Low Voltage Cutout | 29 | Medium Voltage Fuse | 261 | AC Overhead | [12 empty] | fme_feature_type | ASSETGROUP | ASSETTYPE | ASSETGROUPDESC | ASSETTYPEDESC | NOMINALVOLTAGE | _UNFEATURECLASS | _domainNetworkName | ASSOCIATION_TYPE | agv1 | atv1
Electric | ElectricDevice | 5 | Fuse | 167 | Underground Dead Break Elbow | 29 | Medium Voltage Fuse | 569 | Underground Fuse | [12 empty] | fme_feature_type | ASSETGROUP | ASSETTYPE | ASSETGROUPDESC | ASSETTYPEDESC | NOMINALVOLTAGE | _UNFEATURECLASS | _domainNetworkName | ASSOCIATION_TYPE | agv1 | atv1
Electric | ElectricDevice | 5 | Fuse | 168 | Underground Low Voltage | 29 | Medium Voltage Fuse | 262 | AC Underground | [12 empty] | fme_feature_type | ASSETGROUP | ASSETTYPE | ASSETGROUPDESC | ASSETTYPEDESC | NOMINALVOLTAGE | _UNFEATURECLASS | _domainNetworkName | ASSOCIATION_TYPE | agv1 | atv1
Electric | ElectricDevice | 5 | Fuse | 169 | Underground Single Phase Elbow | 29 | Medium Voltage Fuse | 569 | Underground Fuse | [12 empty] | fme_feature_type | ASSETGROUP | ASSETTYPE | ASSETGROUPDESC | ASSETTYPEDESC | NOMINALVOLTAGE | _UNFEATURECLASS | _domainNetworkName | ASSOCIATION_TYPE | agv1 | atv1
Electric | ElectricDevice | 5 | Fuse | 170 | Underground Single Phase Load Break Elbow | 29 | Medium Voltage Fuse | 571 | Underground Fuse Load Break | [12 empty] | fme_feature_type | ASSETGROUP | ASSETTYPE | ASSETGROUPDESC | ASSETTYPEDESC | NOMINALVOLTAGE | _UNFEATURECLASS | _domainNetworkName | ASSOCIATION_TYPE | agv1 | atv1
Electric | ElectricDevice | 5 | Fuse | 171 | Underground Three Phase Elbow | 29 | Medium Voltage Fuse | 569 | Underground Fuse | [12 empty] | fme_feature_type | ASSETGROUP | ASSETTYPE | ASSETGROUPDESC | ASSETTYPEDESC | NOMINALVOLTAGE | _UNFEATURECLASS | _domainNetworkName | ASSOCIATION_TYPE | agv1 | atv1
Electric | ElectricDevice | 5 | Fuse | 172 | Underground Three Phase Load Break Elbow | 29 | Medium Voltage Fuse | 571 | Underground Fuse Load Break | [12 empty] | fme_feature_type | ASSETGROUP | ASSETTYPE | ASSETGROUPDESC | ASSETTYPEDESC | NOMINALVOLTAGE | _UNFEATURECLASS | _domainNetworkName | ASSOCIATION_TYPE | agv1 | atv1
Electric | ElectricDevice | 5 | Fuse | 172 | Underground Three Phase Load Break Elbow | 29 | Medium Voltage Fuse | 172 | Underground Three Phase Load Break Elbow | [12 empty] | fme_feature_type | ASSETGROUP | ASSETTYPE | ASSETGROUPDESC | ASSETTYPEDESC | NOMINALVOLTAGE | _UNFEATURECLASS | _domainNetworkName | ASSOCIATION_TYPE | agv1 | atv1
Electric | ElectricDevice | 6 | Generation | 0 | Unknown | 6 | Generation | 0 | Unknown | [12 empty] | fme_feature_type | ASSETGROUP | ASSETTYPE | ASSETGROUPDESC | ASSETTYPEDESC | NOMINALVOLTAGE | _UNFEATURECLASS | _domainNetworkName | ASSOCIATION_TYPE | agv1 | atv1
Electric | ElectricDevice | 6 | Generation | 0 | Unknown | 6 | Generation | 0 | Unknown | [12 empty] | fme_feature_type | ASSETGROUP | ASSETTYPE | ASSETGROUPDESC | ASSETTYPEDESC | NOMINALVOLTAGE | _UNFEATURECLASS | _domainNetworkName | ASSOCIATION_TYPE | agv1 | atv1
Electric | ElectricDevice | 6 | Generation | 201 | Battery | 6 | Generation | 581 | Battery | [12 empty] | fme_feature_type | ASSETGROUP | ASSETTYPE | ASSETGROUPDESC | ASSETTYPEDESC | NOMINALVOLTAGE | _UNFEATURECLASS | _domainNetworkName | ASSOCIATION_TYPE | agv1 | atv1
Electric | ElectricDevice | 6 | Generation | 201 | Battery | 6 | Generation | 201 | Battery | [12 empty] | fme_feature_type | ASSETGROUP | ASSETTYPE | ASSETGROUPDESC | ASSETTYPEDESC | NOMINALVOLTAGE | _UNFEATURECLASS | _domainNetworkName | ASSOCIATION_TYPE | agv1 | atv1
Electric | ElectricDevice | 6 | Generation | 202 | Electric Car | 6 | Generation | 202 | Electric Car | [12 empty] | fme_feature_type | ASSETGROUP | ASSETTYPE | ASSETGROUPDESC | ASSETTYPEDESC | NOMINALVOLTAGE | _UNFEATURECLASS | _domainNetworkName | ASSOCIATION_TYPE | agv1 | atv1
Electric | ElectricDevice | 6 | Generation | 202 | Electric Car | 6 | Generation | 282 | Car Charger | [12 empty] | fme_feature_type | ASSETGROUP | ASSETTYPE | ASSETGROUPDESC | ASSETTYPEDESC | NOMINALVOLTAGE | _UNFEATURECLASS | _domainNetworkName | ASSOCIATION_TYPE | agv1 | atv1
Electric | ElectricDevice | 6 | Generation | 203 | Generator | 6 | Generation | 203 | Generator | [12 empty] | fme_feature_type | ASSETGROUP | ASSETTYPE | ASSETGROUPDESC | ASSETTYPEDESC | NOMINALVOLTAGE | _UNFEATURECLASS | _domainNetworkName | ASSOCIATION_TYPE | agv1 | atv1
Electric | ElectricDevice | 6 | Generation | 203 | Generator | 6 | Generation | 585 | Generator | [12 empty] | fme_feature_type | ASSETGROUP | ASSETTYPE | ASSETGROUPDESC | ASSETTYPEDESC | NOMINALVOLTAGE | _UNFEATURECLASS | _domainNetworkName | ASSOCIATION_TYPE | agv1 | atv1
Electric | ElectricDevice | 6 | Generation | 204 | Other | 6 | Generation | 0 | Unknown | [12 empty] | fme_feature_type | ASSETGROUP | ASSETTYPE | ASSETGROUPDESC | ASSETTYPEDESC | NOMINALVOLTAGE | _UNFEATURECLASS | _domainNetworkName | ASSOCIATION_TYPE | agv1 | atv1
Electric | ElectricDevice | 6 | Generation | 204 | Other | 6 | Generation | 204 | Other | [12 empty] | fme_feature_type | ASSETGROUP | ASSETTYPE | ASSETGROUPDESC | ASSETTYPEDESC | NOMINALVOLTAGE | _UNFEATURECLASS | _domainNetworkName | ASSOCIATION_TYPE | agv1 | atv1
Electric | ElectricDevice | 6 | Generation | 205 | Solar | 6 | Generation | 587 | Photovoltaic Solar | [12 empty] | fme_feature_type | ASSETGROUP | ASSETTYPE | ASSETGROUPDESC | ASSETTYPEDESC | NOMINALVOLTAGE | _UNFEATURECLASS | _domainNetworkName | ASSOCIATION_TYPE | agv1 | atv1
Electric | ElectricDevice | 6 | Generation | 205 | Solar | 6 | Generation | 205 | Solar | [12 empty] | fme_feature_type | ASSETGROUP | ASSETTYPE | ASSETGROUPDESC | ASSETTYPEDESC | NOMINALVOLTAGE | _UNFEATURECLASS | _domainNetworkName | ASSOCIATION_TYPE | agv1 | atv1
Electric | ElectricDevice | 6 | Generation | 206 | Wind | 6 | Generation | 206 | Wind | [12 empty] | fme_feature_type | ASSETGROUP | ASSETTYPE | ASSETGROUPDESC | ASSETTYPEDESC | NOMINALVOLTAGE | _UNFEATURECLASS | _domainNetworkName | ASSOCIATION_TYPE | agv1 | atv1
Electric | ElectricDevice | 6 | Generation | 206 | Wind | 6 | Generation | 589 | Wind | [12 empty] | fme_feature_type | ASSETGROUP | ASSETTYPE | ASSETGROUPDESC | ASSETTYPEDESC | NOMINALVOLTAGE | _UNFEATURECLASS | _domainNetworkName | ASSOCIATION_TYPE | agv1 | atv1
Electric | ElectricDevice | 7 | Line Monitor | 0 | Unknown | 31 | Medium Voltage Line Monitor and Relay | 0 | Unknown |  | MiscNetworkFeature | [10 empty] | fme_feature_type | ASSETGROUP | ASSETTYPE | ASSETGROUPDESC | ASSETTYPEDESC | NOMINALVOLTAGE | _UNFEATURECLASS | _domainNetworkName | ASSOCIATION_TYPE | agv1 | atv1
Electric | ElectricDevice | 7 | Line Monitor | 241 | Fault Indicator | 31 | Medium Voltage Line Monitor and Relay | 601 | Fault Indicator |  | MiscNetworkFeature | SUBTYPECD | 2 | [8 empty] | fme_feature_type | ASSETGROUP | ASSETTYPE | ASSETGROUPDESC | ASSETTYPEDESC | NOMINALVOLTAGE | _UNFEATURECLASS | _domainNetworkName | ASSOCIATION_TYPE | agv1 | atv1
Electric | ElectricDevice | 7 | Line Monitor | 242 | Programmable Logic Unit | 31 | Medium Voltage Line Monitor and Relay | 602 | MV Instrument Transformer | [12 empty] | fme_feature_type | ASSETGROUP | ASSETTYPE | ASSETGROUPDESC | ASSETTYPEDESC | NOMINALVOLTAGE | _UNFEATURECLASS | _domainNetworkName | ASSOCIATION_TYPE | agv1 | atv1
Electric | ElectricDevice | 7 | Line Monitor | 242 | Programmable Logic Unit | 31 | Medium Voltage Line Monitor and Relay | 603 | Programmable Logic Unit | [12 empty] | fme_feature_type | ASSETGROUP | ASSETTYPE | ASSETGROUPDESC | ASSETTYPEDESC | NOMINALVOLTAGE | _UNFEATURECLASS | _domainNetworkName | ASSOCIATION_TYPE | agv1 | atv1
Electric | ElectricDevice | 7 | Line Monitor | 243 | Remote Terminal Unit | 31 | Medium Voltage Line Monitor and Relay | 604 | Remote Terminal Unit |  | MiscNetworkFeature | SUBTYPECD | 7 | [8 empty] | fme_feature_type | ASSETGROUP | ASSETTYPE | ASSETGROUPDESC | ASSETTYPEDESC | NOMINALVOLTAGE | _UNFEATURECLASS | _domainNetworkName | ASSOCIATION_TYPE | agv1 | atv1
Electric | ElectricDevice | 7 | Line Monitor | 244 | SCADA Load Sensor | 31 | Medium Voltage Line Monitor and Relay | 605 | SCADA Load Monitor | [12 empty] | fme_feature_type | ASSETGROUP | ASSETTYPE | ASSETGROUPDESC | ASSETTYPEDESC | NOMINALVOLTAGE | _UNFEATURECLASS | _domainNetworkName | ASSOCIATION_TYPE | agv1 | atv1
Electric | ElectricDevice | 7 | Line Monitor | 245 | SCADA Weather Sensor | 31 | Medium Voltage Line Monitor and Relay | 606 | SCADA Weather Station | [12 empty] | fme_feature_type | ASSETGROUP | ASSETTYPE | ASSETGROUPDESC | ASSETTYPEDESC | NOMINALVOLTAGE | _UNFEATURECLASS | _domainNetworkName | ASSOCIATION_TYPE | agv1 | atv1
Electric | ElectricDevice | 7 | Line Monitor | 245 | SCADA Weather Sensor | 31 | Medium Voltage Line Monitor and Relay | 607 | MV Relay | [12 empty] | fme_feature_type | ASSETGROUP | ASSETTYPE | ASSETGROUPDESC | ASSETTYPEDESC | NOMINALVOLTAGE | _UNFEATURECLASS | _domainNetworkName | ASSOCIATION_TYPE | agv1 | atv1
Electric | ElectricDevice | 8 | Network Protector | 0 | Unknown | 8 | Low Voltage Network Protection | 0 | Unknown |  | NetworkProtector | [10 empty] | fme_feature_type | ASSETGROUP | ASSETTYPE | ASSETGROUPDESC | ASSETTYPEDESC | NOMINALVOLTAGE | _UNFEATURECLASS | _domainNetworkName | ASSOCIATION_TYPE | agv1 | atv1
Electric | ElectricDevice | 8 | Network Protector | 281 | Network Protector | 8 | Low Voltage Network Protection | 361 | Network Protector |  | NetworkProtector | [10 empty] | fme_feature_type | ASSETGROUP | ASSETTYPE | ASSETGROUPDESC | ASSETTYPEDESC | NOMINALVOLTAGE | _UNFEATURECLASS | _domainNetworkName | ASSOCIATION_TYPE | agv1 | atv1
Electric | ElectricDevice | 11 | Service Point | 0 | Unknown | 22 | Medium Voltage Service | 0 | Unknown |  | PrimaryMeter | [10 empty] | fme_feature_type | ASSETGROUP | ASSETTYPE | ASSETGROUPDESC | ASSETTYPEDESC | NOMINALVOLTAGE | _UNFEATURECLASS | _domainNetworkName | ASSOCIATION_TYPE | agv1 | atv1
Electric | ElectricDevice | 11 | Service Point | 401 | Primary Meter | 22 | Medium Voltage Service | 421 | Single Phase Commercial |  | PrimaryMeter | SUBTYPECD | 1 | [8 empty] | fme_feature_type | ASSETGROUP | ASSETTYPE | ASSETGROUPDESC | ASSETTYPEDESC | NOMINALVOLTAGE | _UNFEATURECLASS | _domainNetworkName | ASSOCIATION_TYPE | agv1 | atv1
Electric | ElectricDevice | 11 | Service Point | 402 | Single Phase Low Voltage Meter | 22 | Medium Voltage Service | 422 | Single Phase Residential |  | ServicePoint | SUBTYPECD | 1 | PHASEDESIGNATION | 1 | [6 empty] | fme_feature_type | ASSETGROUP | ASSETTYPE | ASSETGROUPDESC | ASSETTYPEDESC | NOMINALVOLTAGE | _UNFEATURECLASS | _domainNetworkName | ASSOCIATION_TYPE | agv1 | atv1
Electric | ElectricDevice | 11 | Service Point | 402 | Single Phase Low Voltage Meter | 22 | Medium Voltage Service | 422 | Single Phase Residential |  | ServicePoint | SUBTYPECD | 1 | PHASEDESIGNATION | 2 | [6 empty] | fme_feature_type | ASSETGROUP | ASSETTYPE | ASSETGROUPDESC | ASSETTYPEDESC | NOMINALVOLTAGE | _UNFEATURECLASS | _domainNetworkName | ASSOCIATION_TYPE | agv1 | atv1
Electric | ElectricDevice | 11 | Service Point | 402 | Single Phase Low Voltage Meter | 22 | Medium Voltage Service | 422 | Single Phase Residential |  | ServicePoint | SUBTYPECD | 1 | PHASEDESIGNATION | 4 | [6 empty] | fme_feature_type | ASSETGROUP | ASSETTYPE | ASSETGROUPDESC | ASSETTYPEDESC | NOMINALVOLTAGE | _UNFEATURECLASS | _domainNetworkName | ASSOCIATION_TYPE | agv1 | atv1
Electric | ElectricDevice | 11 | Service Point | 402 | Single Phase Low Voltage Meter | 22 | Medium Voltage Service | 422 | Single Phase Residential |  | ServicePoint | SUBTYPECD | 1 | PHASEDESIGNATION | 3 | [6 empty] | fme_feature_type | ASSETGROUP | ASSETTYPE | ASSETGROUPDESC | ASSETTYPEDESC | NOMINALVOLTAGE | _UNFEATURECLASS | _domainNetworkName | ASSOCIATION_TYPE | agv1 | atv1
Electric | ElectricDevice | 11 | Service Point | 402 | Single Phase Low Voltage Meter | 22 | Medium Voltage Service | 422 | Single Phase Residential |  | ServicePoint | SUBTYPECD | 1 | PHASEDESIGNATION | 5 | [6 empty] | fme_feature_type | ASSETGROUP | ASSETTYPE | ASSETGROUPDESC | ASSETTYPEDESC | NOMINALVOLTAGE | _UNFEATURECLASS | _domainNetworkName | ASSOCIATION_TYPE | agv1 | atv1
Electric | ElectricDevice | 11 | Service Point | 402 | Single Phase Low Voltage Meter | 22 | Medium Voltage Service | 422 | Single Phase Residential |  | ServicePoint | SUBTYPECD | 1 | PHASEDESIGNATION | 6 | [6 empty] | fme_feature_type | ASSETGROUP | ASSETTYPE | ASSETGROUPDESC | ASSETTYPEDESC | NOMINALVOLTAGE | _UNFEATURECLASS | _domainNetworkName | ASSOCIATION_TYPE | agv1 | atv1
Electric | ElectricDevice | 11 | Service Point | 403 | Three Phase Low Voltage Meter | 22 | Medium Voltage Service | 424 | Three Phase Residential |  | ServicePoint | SUBTYPECD | 1 | PHASEDESIGNATION | 7 | [6 empty] | fme_feature_type | ASSETGROUP | ASSETTYPE | ASSETGROUPDESC | ASSETTYPEDESC | NOMINALVOLTAGE | _UNFEATURECLASS | _domainNetworkName | ASSOCIATION_TYPE | agv1 | atv1
Electric | ElectricDevice | 13 | Street Light | 0 | Unknown | 16 | Low Voltage Lighting | 0 | Unknown |  | Streetlight | [10 empty] | fme_feature_type | ASSETGROUP | ASSETTYPE | ASSETGROUPDESC | ASSETTYPEDESC | NOMINALVOLTAGE | _UNFEATURECLASS | _domainNetworkName | ASSOCIATION_TYPE | agv1 | atv1
Electric | ElectricDevice | 13 | Street Light | 441 | Municipal | 16 | Low Voltage Lighting | 302 | Streetlight |  | Streetlight | SUBTYPECD | 1 | [8 empty] | fme_feature_type | ASSETGROUP | ASSETTYPE | ASSETGROUPDESC | ASSETTYPEDESC | NOMINALVOLTAGE | _UNFEATURECLASS | _domainNetworkName | ASSOCIATION_TYPE | agv1 | atv1
Electric | ElectricDevice | 13 | Street Light | 442 | Private | 16 | Low Voltage Lighting | 302 | Streetlight |  | Streetlight | SUBTYPECD | 1 | [8 empty] | fme_feature_type | ASSETGROUP | ASSETTYPE | ASSETGROUPDESC | ASSETTYPEDESC | NOMINALVOLTAGE | _UNFEATURECLASS | _domainNetworkName | ASSOCIATION_TYPE | agv1 | atv1
Electric | ElectricDevice | 14 | Switch | 0 | Unknown | 14 | Switch | 0 | Unknown | [12 empty] | fme_feature_type | ASSETGROUP | ASSETTYPE | ASSETGROUPDESC | ASSETTYPEDESC | NOMINALVOLTAGE | _UNFEATURECLASS | _domainNetworkName | ASSOCIATION_TYPE | agv1 | atv1
Electric | ElectricDevice | 14 | Switch | 0 | Unknown | 14 | Switch | 0 | Unknown | [12 empty] | fme_feature_type | ASSETGROUP | ASSETTYPE | ASSETGROUPDESC | ASSETTYPEDESC | NOMINALVOLTAGE | _UNFEATURECLASS | _domainNetworkName | ASSOCIATION_TYPE | agv1 | atv1
Electric | ElectricDevice | 14 | Switch | 481 | Jumper | 14 | Switch | 726 | Overhead Jumper | [12 empty] | fme_feature_type | ASSETGROUP | ASSETTYPE | ASSETGROUPDESC | ASSETTYPEDESC | NOMINALVOLTAGE | _UNFEATURECLASS | _domainNetworkName | ASSOCIATION_TYPE | agv1 | atv1
Electric | ElectricDevice | 14 | Switch | 481 | Jumper | 14 | Switch | 481 | Jumper | [12 empty] | fme_feature_type | ASSETGROUP | ASSETTYPE | ASSETGROUPDESC | ASSETTYPEDESC | NOMINALVOLTAGE | _UNFEATURECLASS | _domainNetworkName | ASSOCIATION_TYPE | agv1 | atv1
Electric | ElectricDevice | 14 | Switch | 0 | Unknown | 37 | Medium Voltage Switch | 0 | Unknown | [12 empty] | fme_feature_type | ASSETGROUP | ASSETTYPE | ASSETGROUPDESC | ASSETTYPEDESC | NOMINALVOLTAGE | _UNFEATURECLASS | _domainNetworkName | ASSOCIATION_TYPE | agv1 | atv1
Electric | ElectricDevice | 14 | Switch | 483 | Overhead Low Voltage Single Phase Load Breaking | 37 | Medium Voltage Switch | 441 | Overhead AC Load Break | [12 empty] | fme_feature_type | ASSETGROUP | ASSETTYPE | ASSETGROUPDESC | ASSETTYPEDESC | NOMINALVOLTAGE | _UNFEATURECLASS | _domainNetworkName | ASSOCIATION_TYPE | agv1 | atv1
Electric | ElectricDevice | 14 | Switch | 482 | Overhead Low Voltage Single Phase Disconnect | 37 | Medium Voltage Switch | 442 | Overhead AC Disconnect | [12 empty] | fme_feature_type | ASSETGROUP | ASSETTYPE | ASSETGROUPDESC | ASSETTYPEDESC | NOMINALVOLTAGE | _UNFEATURECLASS | _domainNetworkName | ASSOCIATION_TYPE | agv1 | atv1
Electric | ElectricDevice | 14 | Switch | 489 | Underground Low Voltage Three Phase | 37 | Medium Voltage Switch | 446 | Underground AC Disconnect | [12 empty] | fme_feature_type | ASSETGROUP | ASSETTYPE | ASSETGROUPDESC | ASSETTYPEDESC | NOMINALVOLTAGE | _UNFEATURECLASS | _domainNetworkName | ASSOCIATION_TYPE | agv1 | atv1
Electric | ElectricDevice | 14 | Switch | 484 | Overhead Medium Voltage Single Phase Bypass | 37 | Medium Voltage Switch | 724 | Overhead Bypass | [12 empty] | fme_feature_type | ASSETGROUP | ASSETTYPE | ASSETGROUPDESC | ASSETTYPEDESC | NOMINALVOLTAGE | _UNFEATURECLASS | _domainNetworkName | ASSOCIATION_TYPE | agv1 | atv1
Electric | ElectricDevice | 14 | Switch | 481 | Jumper | 37 | Medium Voltage Switch | 726 | Overhead Jumper | [12 empty] | fme_feature_type | ASSETGROUP | ASSETTYPE | ASSETGROUPDESC | ASSETTYPEDESC | NOMINALVOLTAGE | _UNFEATURECLASS | _domainNetworkName | ASSOCIATION_TYPE | agv1 | atv1
Electric | ElectricDevice | 14 | Switch | 485 | Overhead Medium Voltage Single Phase Disconnect | 37 | Medium Voltage Switch | 728 | Overhead Single Phase Disconnect |  | SwitchUnit | _AGDevice_SUBTYPECD | 1 | _AGDevice_PHASEDESIGNATION | 1 | [6 empty] | fme_feature_type | ASSETGROUP | ASSETTYPE | ASSETGROUPDESC | ASSETTYPEDESC | NOMINALVOLTAGE | _UNFEATURECLASS | _domainNetworkName | ASSOCIATION_TYPE | agv1 | atv1
Electric | ElectricDevice | 14 | Switch | 485 | Overhead Medium Voltage Single Phase Disconnect | 37 | Medium Voltage Switch | 728 | Overhead Single Phase Disconnect |  | SwitchUnit | _AGDevice_SUBTYPECD | 1 | _AGDevice_PHASEDESIGNATION | 2 | [6 empty] | fme_feature_type | ASSETGROUP | ASSETTYPE | ASSETGROUPDESC | ASSETTYPEDESC | NOMINALVOLTAGE | _UNFEATURECLASS | _domainNetworkName | ASSOCIATION_TYPE | agv1 | atv1
Electric | ElectricDevice | 14 | Switch | 485 | Overhead Medium Voltage Single Phase Disconnect | 37 | Medium Voltage Switch | 728 | Overhead Single Phase Disconnect |  | SwitchUnit | _AGDevice_SUBTYPECD | 1 | _AGDevice_PHASEDESIGNATION | 4 | [6 empty] | fme_feature_type | ASSETGROUP | ASSETTYPE | ASSETGROUPDESC | ASSETTYPEDESC | NOMINALVOLTAGE | _UNFEATURECLASS | _domainNetworkName | ASSOCIATION_TYPE | agv1 | atv1
Electric | ElectricDevice | 14 | Switch | 485 | Overhead Medium Voltage Single Phase Disconnect | 37 | Medium Voltage Switch | 728 | Overhead Single Phase Disconnect |  | SwitchUnit | _AGDevice_SUBTYPECD | 1 | _AGDevice_PHASEDESIGNATION | 7 | [6 empty] | fme_feature_type | ASSETGROUP | ASSETTYPE | ASSETGROUPDESC | ASSETTYPEDESC | NOMINALVOLTAGE | _UNFEATURECLASS | _domainNetworkName | ASSOCIATION_TYPE | agv1 | atv1
Electric | ElectricDevice | 14 | Switch | 486 | Overhead Medium Voltage Single Phase Load Breaking | 37 | Medium Voltage Switch | 729 | Overhead Single Phase Load Break |  | SwitchUnit | _AGDevice_SUBTYPECD | 2 | _AGDevice_PHASEDESIGNATION | 1 | [6 empty] | fme_feature_type | ASSETGROUP | ASSETTYPE | ASSETGROUPDESC | ASSETTYPEDESC | NOMINALVOLTAGE | _UNFEATURECLASS | _domainNetworkName | ASSOCIATION_TYPE | agv1 | atv1
Electric | ElectricDevice | 14 | Switch | 486 | Overhead Medium Voltage Single Phase Load Breaking | 37 | Medium Voltage Switch | 729 | Overhead Single Phase Load Break |  | SwitchUnit | _AGDevice_SUBTYPECD | 2 | _AGDevice_PHASEDESIGNATION | 2 | [6 empty] | fme_feature_type | ASSETGROUP | ASSETTYPE | ASSETGROUPDESC | ASSETTYPEDESC | NOMINALVOLTAGE | _UNFEATURECLASS | _domainNetworkName | ASSOCIATION_TYPE | agv1 | atv1
Electric | ElectricDevice | 14 | Switch | 486 | Overhead Medium Voltage Single Phase Load Breaking | 37 | Medium Voltage Switch | 729 | Overhead Single Phase Load Break |  | SwitchUnit | _AGDevice_SUBTYPECD | 2 | _AGDevice_PHASEDESIGNATION | 4 | [6 empty] | fme_feature_type | ASSETGROUP | ASSETTYPE | ASSETGROUPDESC | ASSETTYPEDESC | NOMINALVOLTAGE | _UNFEATURECLASS | _domainNetworkName | ASSOCIATION_TYPE | agv1 | atv1
Electric | ElectricDevice | 14 | Switch | 486 | Overhead Medium Voltage Single Phase Load Breaking | 37 | Medium Voltage Switch | 729 | Overhead Single Phase Load Break |  | SwitchUnit | _AGDevice_SUBTYPECD | 2 | _AGDevice_PHASEDESIGNATION | 3 | [6 empty] | fme_feature_type | ASSETGROUP | ASSETTYPE | ASSETGROUPDESC | ASSETTYPEDESC | NOMINALVOLTAGE | _UNFEATURECLASS | _domainNetworkName | ASSOCIATION_TYPE | agv1 | atv1
Electric | ElectricDevice | 14 | Switch | 486 | Overhead Medium Voltage Single Phase Load Breaking | 37 | Medium Voltage Switch | 729 | Overhead Single Phase Load Break |  | SwitchUnit | _AGDevice_SUBTYPECD | 2 | _AGDevice_PHASEDESIGNATION | 5 | [6 empty] | fme_feature_type | ASSETGROUP | ASSETTYPE | ASSETGROUPDESC | ASSETTYPEDESC | NOMINALVOLTAGE | _UNFEATURECLASS | _domainNetworkName | ASSOCIATION_TYPE | agv1 | atv1
Electric | ElectricDevice | 14 | Switch | 486 | Overhead Medium Voltage Single Phase Load Breaking | 37 | Medium Voltage Switch | 729 | Overhead Single Phase Load Break |  | SwitchUnit | _AGDevice_SUBTYPECD | 2 | _AGDevice_PHASEDESIGNATION | 6 | [6 empty] | fme_feature_type | ASSETGROUP | ASSETTYPE | ASSETGROUPDESC | ASSETTYPEDESC | NOMINALVOLTAGE | _UNFEATURECLASS | _domainNetworkName | ASSOCIATION_TYPE | agv1 | atv1
Electric | ElectricDevice | 14 | Switch | 486 | Overhead Medium Voltage Single Phase Load Breaking | 37 | Medium Voltage Switch | 729 | Overhead Single Phase Load Break |  | SwitchUnit | _AGDevice_SUBTYPECD | 2 | _AGDevice_PHASEDESIGNATION | 7 | [6 empty] | fme_feature_type | ASSETGROUP | ASSETTYPE | ASSETGROUPDESC | ASSETTYPEDESC | NOMINALVOLTAGE | _UNFEATURECLASS | _domainNetworkName | ASSOCIATION_TYPE | agv1 | atv1
Electric | ElectricDevice | 14 | Switch | 497 | Overhead Single Phase Recloser | 37 | Medium Voltage Switch | 730 | Overhead Single Phase Recloser |  | RecloserUnit | _AGDevice_SUBTYPECD | 3 | _AGDevice_PHASEDESIGNATION | 1 | _AGDevice_CONSTRUCTIONTYPE | Overhead |  |  |  |  | fme_feature_type | ASSETGROUP | ASSETTYPE | ASSETGROUPDESC | ASSETTYPEDESC | NOMINALVOLTAGE | _UNFEATURECLASS | _domainNetworkName | ASSOCIATION_TYPE | agv1 | atv1
Electric | ElectricDevice | 14 | Switch | 497 | Overhead Single Phase Recloser | 37 | Medium Voltage Switch | 730 | Overhead Single Phase Recloser |  | RecloserUnit | _AGDevice_SUBTYPECD | 3 | _AGDevice_PHASEDESIGNATION | 2 | _AGDevice_CONSTRUCTIONTYPE | Overhead |  |  |  |  | fme_feature_type | ASSETGROUP | ASSETTYPE | ASSETGROUPDESC | ASSETTYPEDESC | NOMINALVOLTAGE | _UNFEATURECLASS | _domainNetworkName | ASSOCIATION_TYPE | agv1 | atv1
Electric | ElectricDevice | 14 | Switch | 497 | Overhead Single Phase Recloser | 37 | Medium Voltage Switch | 730 | Overhead Single Phase Recloser |  | RecloserUnit | _AGDevice_SUBTYPECD | 3 | _AGDevice_PHASEDESIGNATION | 4 | _AGDevice_CONSTRUCTIONTYPE | Overhead |  |  |  |  | fme_feature_type | ASSETGROUP | ASSETTYPE | ASSETGROUPDESC | ASSETTYPEDESC | NOMINALVOLTAGE | _UNFEATURECLASS | _domainNetworkName | ASSOCIATION_TYPE | agv1 | atv1
Electric | ElectricDevice | 14 | Switch | 497 | Overhead Single Phase Recloser | 37 | Medium Voltage Switch | 730 | Overhead Single Phase Recloser |  | RecloserUnit | _AGDevice_SUBTYPECD | 3 | _AGDevice_PHASEDESIGNATION | 7 | _AGDevice_CONSTRUCTIONTYPE | Overhead |  |  |  |  | fme_feature_type | ASSETGROUP | ASSETTYPE | ASSETGROUPDESC | ASSETTYPEDESC | NOMINALVOLTAGE | _UNFEATURECLASS | _domainNetworkName | ASSOCIATION_TYPE | agv1 | atv1
Electric | ElectricDevice | 14 | Switch | 497 | Overhead Single Phase Recloser | 37 | Medium Voltage Switch | 730 | Overhead Single Phase Recloser |  | RecloserUnit | _AGDevice_SUBTYPECD | 4 | _AGDevice_PHASEDESIGNATION | 1 | _AGDevice_CONSTRUCTIONTYPE | Overhead |  |  |  |  | fme_feature_type | ASSETGROUP | ASSETTYPE | ASSETGROUPDESC | ASSETTYPEDESC | NOMINALVOLTAGE | _UNFEATURECLASS | _domainNetworkName | ASSOCIATION_TYPE | agv1 | atv1
Electric | ElectricDevice | 14 | Switch | 497 | Overhead Single Phase Recloser | 37 | Medium Voltage Switch | 730 | Overhead Single Phase Recloser |  | RecloserUnit | _AGDevice_SUBTYPECD | 4 | _AGDevice_PHASEDESIGNATION | 2 | _AGDevice_CONSTRUCTIONTYPE | Overhead |  |  |  |  | fme_feature_type | ASSETGROUP | ASSETTYPE | ASSETGROUPDESC | ASSETTYPEDESC | NOMINALVOLTAGE | _UNFEATURECLASS | _domainNetworkName | ASSOCIATION_TYPE | agv1 | atv1
Electric | ElectricDevice | 14 | Switch | 497 | Overhead Single Phase Recloser | 37 | Medium Voltage Switch | 730 | Overhead Single Phase Recloser |  | RecloserUnit | _AGDevice_SUBTYPECD | 4 | _AGDevice_PHASEDESIGNATION | 4 | _AGDevice_CONSTRUCTIONTYPE | Overhead |  |  |  |  | fme_feature_type | ASSETGROUP | ASSETTYPE | ASSETGROUPDESC | ASSETTYPEDESC | NOMINALVOLTAGE | _UNFEATURECLASS | _domainNetworkName | ASSOCIATION_TYPE | agv1 | atv1
Electric | ElectricDevice | 14 | Switch | 497 | Overhead Single Phase Recloser | 37 | Medium Voltage Switch | 730 | Overhead Single Phase Recloser |  | RecloserUnit | _AGDevice_SUBTYPECD | 4 | _AGDevice_PHASEDESIGNATION | 7 | _AGDevice_CONSTRUCTIONTYPE | Overhead |  |  |  |  | fme_feature_type | ASSETGROUP | ASSETTYPE | ASSETGROUPDESC | ASSETTYPEDESC | NOMINALVOLTAGE | _UNFEATURECLASS | _domainNetworkName | ASSOCIATION_TYPE | agv1 | atv1
Electric | ElectricDevice | 14 | Switch | 497 | Overhead Single Phase Recloser | 37 | Medium Voltage Switch | 730 | Overhead Single Phase Recloser |  | RecloserUnit | _AGDevice_SUBTYPECD | 5 | _AGDevice_PHASEDESIGNATION | 1 | _AGDevice_CONSTRUCTIONTYPE | Overhead |  |  |  |  | fme_feature_type | ASSETGROUP | ASSETTYPE | ASSETGROUPDESC | ASSETTYPEDESC | NOMINALVOLTAGE | _UNFEATURECLASS | _domainNetworkName | ASSOCIATION_TYPE | agv1 | atv1
Electric | ElectricDevice | 14 | Switch | 497 | Overhead Single Phase Recloser | 37 | Medium Voltage Switch | 730 | Overhead Single Phase Recloser |  | RecloserUnit | _AGDevice_SUBTYPECD | 5 | _AGDevice_PHASEDESIGNATION | 2 | _AGDevice_CONSTRUCTIONTYPE | Overhead |  |  |  |  | fme_feature_type | ASSETGROUP | ASSETTYPE | ASSETGROUPDESC | ASSETTYPEDESC | NOMINALVOLTAGE | _UNFEATURECLASS | _domainNetworkName | ASSOCIATION_TYPE | agv1 | atv1
Electric | ElectricDevice | 14 | Switch | 497 | Overhead Single Phase Recloser | 37 | Medium Voltage Switch | 730 | Overhead Single Phase Recloser |  | RecloserUnit | _AGDevice_SUBTYPECD | 5 | _AGDevice_PHASEDESIGNATION | 4 | _AGDevice_CONSTRUCTIONTYPE | Overhead |  |  |  |  | fme_feature_type | ASSETGROUP | ASSETTYPE | ASSETGROUPDESC | ASSETTYPEDESC | NOMINALVOLTAGE | _UNFEATURECLASS | _domainNetworkName | ASSOCIATION_TYPE | agv1 | atv1
Electric | ElectricDevice | 14 | Switch | 497 | Overhead Single Phase Recloser | 37 | Medium Voltage Switch | 730 | Overhead Single Phase Recloser |  | RecloserUnit | _AGDevice_SUBTYPECD | 5 | _AGDevice_PHASEDESIGNATION | 7 | _AGDevice_CONSTRUCTIONTYPE | Overhead |  |  |  |  | fme_feature_type | ASSETGROUP | ASSETTYPE | ASSETGROUPDESC | ASSETTYPEDESC | NOMINALVOLTAGE | _UNFEATURECLASS | _domainNetworkName | ASSOCIATION_TYPE | agv1 | atv1
Electric | ElectricDevice | 14 | Switch | 497 | Overhead Single Phase Recloser | 37 | Medium Voltage Switch | 730 | Overhead Single Phase Recloser |  | RecloserUnit | _AGDevice_SUBTYPECD | 6 | _AGDevice_PHASEDESIGNATION | 1 | _AGDevice_CONSTRUCTIONTYPE | Overhead |  |  |  |  | fme_feature_type | ASSETGROUP | ASSETTYPE | ASSETGROUPDESC | ASSETTYPEDESC | NOMINALVOLTAGE | _UNFEATURECLASS | _domainNetworkName | ASSOCIATION_TYPE | agv1 | atv1
Electric | ElectricDevice | 14 | Switch | 497 | Overhead Single Phase Recloser | 37 | Medium Voltage Switch | 730 | Overhead Single Phase Recloser |  | RecloserUnit | _AGDevice_SUBTYPECD | 6 | _AGDevice_PHASEDESIGNATION | 2 | _AGDevice_CONSTRUCTIONTYPE | Overhead |  |  |  |  | fme_feature_type | ASSETGROUP | ASSETTYPE | ASSETGROUPDESC | ASSETTYPEDESC | NOMINALVOLTAGE | _UNFEATURECLASS | _domainNetworkName | ASSOCIATION_TYPE | agv1 | atv1
Electric | ElectricDevice | 14 | Switch | 497 | Overhead Single Phase Recloser | 37 | Medium Voltage Switch | 730 | Overhead Single Phase Recloser |  | RecloserUnit | _AGDevice_SUBTYPECD | 6 | _AGDevice_PHASEDESIGNATION | 4 | _AGDevice_CONSTRUCTIONTYPE | Overhead |  |  |  |  | fme_feature_type | ASSETGROUP | ASSETTYPE | ASSETGROUPDESC | ASSETTYPEDESC | NOMINALVOLTAGE | _UNFEATURECLASS | _domainNetworkName | ASSOCIATION_TYPE | agv1 | atv1
Electric | ElectricDevice | 14 | Switch | 497 | Overhead Single Phase Recloser | 37 | Medium Voltage Switch | 730 | Overhead Single Phase Recloser |  | RecloserUnit | _AGDevice_SUBTYPECD | 6 | _AGDevice_PHASEDESIGNATION | 7 | _AGDevice_CONSTRUCTIONTYPE | Overhead |  |  |  |  | fme_feature_type | ASSETGROUP | ASSETTYPE | ASSETGROUPDESC | ASSETTYPEDESC | NOMINALVOLTAGE | _UNFEATURECLASS | _domainNetworkName | ASSOCIATION_TYPE | agv1 | atv1
Electric | ElectricDevice | 14 | Switch | 497 | Overhead Single Phase Recloser | 37 | Medium Voltage Switch | 730 | Overhead Single Phase Recloser |  | RecloserUnit | _AGDevice_SUBTYPECD | 3 | _AGDevice_PHASEDESIGNATION | 3 | _AGDevice_CONSTRUCTIONTYPE | Overhead |  |  |  |  | fme_feature_type | ASSETGROUP | ASSETTYPE | ASSETGROUPDESC | ASSETTYPEDESC | NOMINALVOLTAGE | _UNFEATURECLASS | _domainNetworkName | ASSOCIATION_TYPE | agv1 | atv1
Electric | ElectricDevice | 14 | Switch | 497 | Overhead Single Phase Recloser | 37 | Medium Voltage Switch | 730 | Overhead Single Phase Recloser |  | RecloserUnit | _AGDevice_SUBTYPECD | 3 | _AGDevice_PHASEDESIGNATION | 5 | _AGDevice_CONSTRUCTIONTYPE | Overhead |  |  |  |  | fme_feature_type | ASSETGROUP | ASSETTYPE | ASSETGROUPDESC | ASSETTYPEDESC | NOMINALVOLTAGE | _UNFEATURECLASS | _domainNetworkName | ASSOCIATION_TYPE | agv1 | atv1
Electric | ElectricDevice | 14 | Switch | 497 | Overhead Single Phase Recloser | 37 | Medium Voltage Switch | 730 | Overhead Single Phase Recloser |  | RecloserUnit | _AGDevice_SUBTYPECD | 3 | _AGDevice_PHASEDESIGNATION | 6 | _AGDevice_CONSTRUCTIONTYPE | Overhead |  |  |  |  | fme_feature_type | ASSETGROUP | ASSETTYPE | ASSETGROUPDESC | ASSETTYPEDESC | NOMINALVOLTAGE | _UNFEATURECLASS | _domainNetworkName | ASSOCIATION_TYPE | agv1 | atv1
Electric | ElectricDevice | 14 | Switch | 497 | Overhead Single Phase Recloser | 37 | Medium Voltage Switch | 730 | Overhead Single Phase Recloser |  | RecloserUnit | _AGDevice_SUBTYPECD | 4 | _AGDevice_PHASEDESIGNATION | 3 | _AGDevice_CONSTRUCTIONTYPE | Overhead |  |  |  |  | fme_feature_type | ASSETGROUP | ASSETTYPE | ASSETGROUPDESC | ASSETTYPEDESC | NOMINALVOLTAGE | _UNFEATURECLASS | _domainNetworkName | ASSOCIATION_TYPE | agv1 | atv1
Electric | ElectricDevice | 14 | Switch | 497 | Overhead Single Phase Recloser | 37 | Medium Voltage Switch | 730 | Overhead Single Phase Recloser |  | RecloserUnit | _AGDevice_SUBTYPECD | 4 | _AGDevice_PHASEDESIGNATION | 5 | _AGDevice_CONSTRUCTIONTYPE | Overhead |  |  |  |  | fme_feature_type | ASSETGROUP | ASSETTYPE | ASSETGROUPDESC | ASSETTYPEDESC | NOMINALVOLTAGE | _UNFEATURECLASS | _domainNetworkName | ASSOCIATION_TYPE | agv1 | atv1
Electric | ElectricDevice | 14 | Switch | 497 | Overhead Single Phase Recloser | 37 | Medium Voltage Switch | 730 | Overhead Single Phase Recloser |  | RecloserUnit | _AGDevice_SUBTYPECD | 4 | _AGDevice_PHASEDESIGNATION | 6 | _AGDevice_CONSTRUCTIONTYPE | Overhead |  |  |  |  | fme_feature_type | ASSETGROUP | ASSETTYPE | ASSETGROUPDESC | ASSETTYPEDESC | NOMINALVOLTAGE | _UNFEATURECLASS | _domainNetworkName | ASSOCIATION_TYPE | agv1 | atv1
Electric | ElectricDevice | 14 | Switch | 497 | Overhead Single Phase Recloser | 37 | Medium Voltage Switch | 730 | Overhead Single Phase Recloser |  | RecloserUnit | _AGDevice_SUBTYPECD | 5 | _AGDevice_PHASEDESIGNATION | 3 | _AGDevice_CONSTRUCTIONTYPE | Overhead |  |  |  |  | fme_feature_type | ASSETGROUP | ASSETTYPE | ASSETGROUPDESC | ASSETTYPEDESC | NOMINALVOLTAGE | _UNFEATURECLASS | _domainNetworkName | ASSOCIATION_TYPE | agv1 | atv1
Electric | ElectricDevice | 14 | Switch | 497 | Overhead Single Phase Recloser | 37 | Medium Voltage Switch | 730 | Overhead Single Phase Recloser |  | RecloserUnit | _AGDevice_SUBTYPECD | 5 | _AGDevice_PHASEDESIGNATION | 5 | _AGDevice_CONSTRUCTIONTYPE | Overhead |  |  |  |  | fme_feature_type | ASSETGROUP | ASSETTYPE | ASSETGROUPDESC | ASSETTYPEDESC | NOMINALVOLTAGE | _UNFEATURECLASS | _domainNetworkName | ASSOCIATION_TYPE | agv1 | atv1
Electric | ElectricDevice | 14 | Switch | 497 | Overhead Single Phase Recloser | 37 | Medium Voltage Switch | 730 | Overhead Single Phase Recloser |  | RecloserUnit | _AGDevice_SUBTYPECD | 5 | _AGDevice_PHASEDESIGNATION | 6 | _AGDevice_CONSTRUCTIONTYPE | Overhead |  |  |  |  | fme_feature_type | ASSETGROUP | ASSETTYPE | ASSETGROUPDESC | ASSETTYPEDESC | NOMINALVOLTAGE | _UNFEATURECLASS | _domainNetworkName | ASSOCIATION_TYPE | agv1 | atv1
Electric | ElectricDevice | 14 | Switch | 497 | Overhead Single Phase Recloser | 37 | Medium Voltage Switch | 730 | Overhead Single Phase Recloser |  | RecloserUnit | _AGDevice_SUBTYPECD | 6 | _AGDevice_PHASEDESIGNATION | 3 | _AGDevice_CONSTRUCTIONTYPE | Overhead |  |  |  |  | fme_feature_type | ASSETGROUP | ASSETTYPE | ASSETGROUPDESC | ASSETTYPEDESC | NOMINALVOLTAGE | _UNFEATURECLASS | _domainNetworkName | ASSOCIATION_TYPE | agv1 | atv1
Electric | ElectricDevice | 14 | Switch | 497 | Overhead Single Phase Recloser | 37 | Medium Voltage Switch | 730 | Overhead Single Phase Recloser |  | RecloserUnit | _AGDevice_SUBTYPECD | 6 | _AGDevice_PHASEDESIGNATION | 5 | _AGDevice_CONSTRUCTIONTYPE | Overhead |  |  |  |  | fme_feature_type | ASSETGROUP | ASSETTYPE | ASSETGROUPDESC | ASSETTYPEDESC | NOMINALVOLTAGE | _UNFEATURECLASS | _domainNetworkName | ASSOCIATION_TYPE | agv1 | atv1
Electric | ElectricDevice | 14 | Switch | 497 | Overhead Single Phase Recloser | 37 | Medium Voltage Switch | 730 | Overhead Single Phase Recloser |  | RecloserUnit | _AGDevice_SUBTYPECD | 6 | _AGDevice_PHASEDESIGNATION | 6 | _AGDevice_CONSTRUCTIONTYPE | Overhead |  |  |  |  | fme_feature_type | ASSETGROUP | ASSETTYPE | ASSETGROUPDESC | ASSETTYPEDESC | NOMINALVOLTAGE | _UNFEATURECLASS | _domainNetworkName | ASSOCIATION_TYPE | agv1 | atv1
Electric | ElectricDevice | 14 | Switch | 501 | Overhead Single Phase Sectionalizer | 37 | Medium Voltage Switch | 731 | Overhead Single Phase Sectionalizer |  | SectionalizerUnit | _AGDevice_SUBTYPECD | 8 | _AGDevice_PHASEDESIGNATION | 1 | _AGDevice_CONSTRUCTIONTYPE | Overhead |  |  |  |  | fme_feature_type | ASSETGROUP | ASSETTYPE | ASSETGROUPDESC | ASSETTYPEDESC | NOMINALVOLTAGE | _UNFEATURECLASS | _domainNetworkName | ASSOCIATION_TYPE | agv1 | atv1
Electric | ElectricDevice | 14 | Switch | 501 | Overhead Single Phase Sectionalizer | 37 | Medium Voltage Switch | 731 | Overhead Single Phase Sectionalizer |  | SectionalizerUnit | _AGDevice_SUBTYPECD | 8 | _AGDevice_PHASEDESIGNATION | 2 | _AGDevice_CONSTRUCTIONTYPE | Overhead |  |  |  |  | fme_feature_type | ASSETGROUP | ASSETTYPE | ASSETGROUPDESC | ASSETTYPEDESC | NOMINALVOLTAGE | _UNFEATURECLASS | _domainNetworkName | ASSOCIATION_TYPE | agv1 | atv1
Electric | ElectricDevice | 14 | Switch | 501 | Overhead Single Phase Sectionalizer | 37 | Medium Voltage Switch | 731 | Overhead Single Phase Sectionalizer |  | SectionalizerUnit | _AGDevice_SUBTYPECD | 8 | _AGDevice_PHASEDESIGNATION | 4 | _AGDevice_CONSTRUCTIONTYPE | Overhead |  |  |  |  | fme_feature_type | ASSETGROUP | ASSETTYPE | ASSETGROUPDESC | ASSETTYPEDESC | NOMINALVOLTAGE | _UNFEATURECLASS | _domainNetworkName | ASSOCIATION_TYPE | agv1 | atv1
Electric | ElectricDevice | 14 | Switch | 501 | Overhead Single Phase Sectionalizer | 37 | Medium Voltage Switch | 731 | Overhead Single Phase Sectionalizer |  | SectionalizerUnit | _AGDevice_SUBTYPECD | 8 | _AGDevice_PHASEDESIGNATION | 7 | _AGDevice_CONSTRUCTIONTYPE | Overhead |  |  |  |  | fme_feature_type | ASSETGROUP | ASSETTYPE | ASSETGROUPDESC | ASSETTYPEDESC | NOMINALVOLTAGE | _UNFEATURECLASS | _domainNetworkName | ASSOCIATION_TYPE | agv1 | atv1
Electric | ElectricDevice | 14 | Switch | 501 | Overhead Single Phase Sectionalizer | 37 | Medium Voltage Switch | 731 | Overhead Single Phase Sectionalizer |  | SectionalizerUnit | _AGDevice_SUBTYPECD | 9 | _AGDevice_PHASEDESIGNATION | 1 | _AGDevice_CONSTRUCTIONTYPE | Overhead |  |  |  |  | fme_feature_type | ASSETGROUP | ASSETTYPE | ASSETGROUPDESC | ASSETTYPEDESC | NOMINALVOLTAGE | _UNFEATURECLASS | _domainNetworkName | ASSOCIATION_TYPE | agv1 | atv1
Electric | ElectricDevice | 14 | Switch | 501 | Overhead Single Phase Sectionalizer | 37 | Medium Voltage Switch | 731 | Overhead Single Phase Sectionalizer |  | SectionalizerUnit | _AGDevice_SUBTYPECD | 9 | _AGDevice_PHASEDESIGNATION | 2 | _AGDevice_CONSTRUCTIONTYPE | Overhead |  |  |  |  | fme_feature_type | ASSETGROUP | ASSETTYPE | ASSETGROUPDESC | ASSETTYPEDESC | NOMINALVOLTAGE | _UNFEATURECLASS | _domainNetworkName | ASSOCIATION_TYPE | agv1 | atv1
Electric | ElectricDevice | 14 | Switch | 501 | Overhead Single Phase Sectionalizer | 37 | Medium Voltage Switch | 731 | Overhead Single Phase Sectionalizer |  | SectionalizerUnit | _AGDevice_SUBTYPECD | 9 | _AGDevice_PHASEDESIGNATION | 4 | _AGDevice_CONSTRUCTIONTYPE | Overhead |  |  |  |  | fme_feature_type | ASSETGROUP | ASSETTYPE | ASSETGROUPDESC | ASSETTYPEDESC | NOMINALVOLTAGE | _UNFEATURECLASS | _domainNetworkName | ASSOCIATION_TYPE | agv1 | atv1
Electric | ElectricDevice | 14 | Switch | 501 | Overhead Single Phase Sectionalizer | 37 | Medium Voltage Switch | 731 | Overhead Single Phase Sectionalizer |  | SectionalizerUnit | _AGDevice_SUBTYPECD | 9 | _AGDevice_PHASEDESIGNATION | 7 | _AGDevice_CONSTRUCTIONTYPE | Overhead |  |  |  |  | fme_feature_type | ASSETGROUP | ASSETTYPE | ASSETGROUPDESC | ASSETTYPEDESC | NOMINALVOLTAGE | _UNFEATURECLASS | _domainNetworkName | ASSOCIATION_TYPE | agv1 | atv1
Electric | ElectricDevice | 14 | Switch | 501 | Overhead Single Phase Sectionalizer | 37 | Medium Voltage Switch | 731 | Overhead Single Phase Sectionalizer |  | SectionalizerUnit | _AGDevice_SUBTYPECD | 10 | _AGDevice_PHASEDESIGNATION | 1 | _AGDevice_CONSTRUCTIONTYPE | Overhead |  |  |  |  | fme_feature_type | ASSETGROUP | ASSETTYPE | ASSETGROUPDESC | ASSETTYPEDESC | NOMINALVOLTAGE | _UNFEATURECLASS | _domainNetworkName | ASSOCIATION_TYPE | agv1 | atv1
Electric | ElectricDevice | 14 | Switch | 501 | Overhead Single Phase Sectionalizer | 37 | Medium Voltage Switch | 731 | Overhead Single Phase Sectionalizer |  | SectionalizerUnit | _AGDevice_SUBTYPECD | 10 | _AGDevice_PHASEDESIGNATION | 2 | _AGDevice_CONSTRUCTIONTYPE | Overhead |  |  |  |  | fme_feature_type | ASSETGROUP | ASSETTYPE | ASSETGROUPDESC | ASSETTYPEDESC | NOMINALVOLTAGE | _UNFEATURECLASS | _domainNetworkName | ASSOCIATION_TYPE | agv1 | atv1
Electric | ElectricDevice | 14 | Switch | 501 | Overhead Single Phase Sectionalizer | 37 | Medium Voltage Switch | 731 | Overhead Single Phase Sectionalizer |  | SectionalizerUnit | _AGDevice_SUBTYPECD | 10 | _AGDevice_PHASEDESIGNATION | 4 | _AGDevice_CONSTRUCTIONTYPE | Overhead |  |  |  |  | fme_feature_type | ASSETGROUP | ASSETTYPE | ASSETGROUPDESC | ASSETTYPEDESC | NOMINALVOLTAGE | _UNFEATURECLASS | _domainNetworkName | ASSOCIATION_TYPE | agv1 | atv1
Electric | ElectricDevice | 14 | Switch | 501 | Overhead Single Phase Sectionalizer | 37 | Medium Voltage Switch | 731 | Overhead Single Phase Sectionalizer |  | SectionalizerUnit | _AGDevice_SUBTYPECD | 10 | _AGDevice_PHASEDESIGNATION | 7 | _AGDevice_CONSTRUCTIONTYPE | Overhead |  |  |  |  | fme_feature_type | ASSETGROUP | ASSETTYPE | ASSETGROUPDESC | ASSETTYPEDESC | NOMINALVOLTAGE | _UNFEATURECLASS | _domainNetworkName | ASSOCIATION_TYPE | agv1 | atv1
Electric | ElectricDevice | 14 | Switch | 501 | Overhead Single Phase Sectionalizer | 37 | Medium Voltage Switch | 731 | Overhead Single Phase Sectionalizer |  | SectionalizerUnit | _AGDevice_SUBTYPECD | 11 | _AGDevice_PHASEDESIGNATION | 1 | _AGDevice_CONSTRUCTIONTYPE | Overhead |  |  |  |  | fme_feature_type | ASSETGROUP | ASSETTYPE | ASSETGROUPDESC | ASSETTYPEDESC | NOMINALVOLTAGE | _UNFEATURECLASS | _domainNetworkName | ASSOCIATION_TYPE | agv1 | atv1
Electric | ElectricDevice | 14 | Switch | 501 | Overhead Single Phase Sectionalizer | 37 | Medium Voltage Switch | 731 | Overhead Single Phase Sectionalizer |  | SectionalizerUnit | _AGDevice_SUBTYPECD | 11 | _AGDevice_PHASEDESIGNATION | 2 | _AGDevice_CONSTRUCTIONTYPE | Overhead |  |  |  |  | fme_feature_type | ASSETGROUP | ASSETTYPE | ASSETGROUPDESC | ASSETTYPEDESC | NOMINALVOLTAGE | _UNFEATURECLASS | _domainNetworkName | ASSOCIATION_TYPE | agv1 | atv1
Electric | ElectricDevice | 14 | Switch | 501 | Overhead Single Phase Sectionalizer | 37 | Medium Voltage Switch | 731 | Overhead Single Phase Sectionalizer |  | SectionalizerUnit | _AGDevice_SUBTYPECD | 11 | _AGDevice_PHASEDESIGNATION | 4 | _AGDevice_CONSTRUCTIONTYPE | Overhead |  |  |  |  | fme_feature_type | ASSETGROUP | ASSETTYPE | ASSETGROUPDESC | ASSETTYPEDESC | NOMINALVOLTAGE | _UNFEATURECLASS | _domainNetworkName | ASSOCIATION_TYPE | agv1 | atv1
Electric | ElectricDevice | 14 | Switch | 501 | Overhead Single Phase Sectionalizer | 37 | Medium Voltage Switch | 731 | Overhead Single Phase Sectionalizer |  | SectionalizerUnit | _AGDevice_SUBTYPECD | 11 | _AGDevice_PHASEDESIGNATION | 7 | _AGDevice_CONSTRUCTIONTYPE | Overhead |  |  |  |  | fme_feature_type | ASSETGROUP | ASSETTYPE | ASSETGROUPDESC | ASSETTYPEDESC | NOMINALVOLTAGE | _UNFEATURECLASS | _domainNetworkName | ASSOCIATION_TYPE | agv1 | atv1
Electric | ElectricDevice | 14 | Switch | 487 | Overhead Medium Voltage Three Phase Disconnect | 37 | Medium Voltage Switch | 732 | Overhead Three Phase Disconnect |  | SwitchUnit | _AGDevice_SUBTYPECD | 1 | _AGDevice_PHASEDESIGNATION | 7 | PHASEDESIGNATION | 7 |  |  |  |  | fme_feature_type | ASSETGROUP | ASSETTYPE | ASSETGROUPDESC | ASSETTYPEDESC | NOMINALVOLTAGE | _UNFEATURECLASS | _domainNetworkName | ASSOCIATION_TYPE | agv1 | atv1
Electric | ElectricDevice | 14 | Switch | 488 | Overhead Medium Voltage Three Phase Load Breaking | 37 | Medium Voltage Switch | 733 | Overhead Three Phase Load Break |  | SwitchUnit | _AGDevice_SUBTYPECD | 2 | _AGDevice_PHASEDESIGNATION | 7 | PHASEDESIGNATION | 7 |  |  |  |  | fme_feature_type | ASSETGROUP | ASSETTYPE | ASSETGROUPDESC | ASSETTYPEDESC | NOMINALVOLTAGE | _UNFEATURECLASS | _domainNetworkName | ASSOCIATION_TYPE | agv1 | atv1
Electric | ElectricDevice | 14 | Switch | 488 | Overhead Medium Voltage Three Phase Load Breaking | 37 | Medium Voltage Switch | 733 | Overhead Three Phase Load Break |  | SwitchUnit | _AGDevice_SUBTYPECD | 5 | _AGDevice_PHASEDESIGNATION | 7 | PHASEDESIGNATION | 7 | _AGDevice_CONSTRUCTIONTYPE | Overhead |  |  | fme_feature_type | ASSETGROUP | ASSETTYPE | ASSETGROUPDESC | ASSETTYPEDESC | NOMINALVOLTAGE | _UNFEATURECLASS | _domainNetworkName | ASSOCIATION_TYPE | agv1 | atv1
Electric | ElectricDevice | 14 | Switch | 498 | Overhead Three Phase Recloser | 37 | Medium Voltage Switch | 744 | Overhead Three Phase Recloser |  | RecloserUnit | _AGDevice_SUBTYPECD | 1 | _AGDevice_PHASEDESIGNATION | 7 | PHASEDESIGNATION | 7 | _AGDevice_CONSTRUCTIONTYPE | Overhead |  |  | fme_feature_type | ASSETGROUP | ASSETTYPE | ASSETGROUPDESC | ASSETTYPEDESC | NOMINALVOLTAGE | _UNFEATURECLASS | _domainNetworkName | ASSOCIATION_TYPE | agv1 | atv1
Electric | ElectricDevice | 14 | Switch | 502 | Overhead Three Phase Sectionalizer | 37 | Medium Voltage Switch | 745 | Overhead Three Phase Sectionalizer |  | SectionalizerUnit | _AGDevice_SUBTYPECD | 8 | _AGDevice_PHASEDESIGNATION | 7 | PHASEDESIGNATION | 7 | _AGDevice_CONSTRUCTIONTYPE | Overhead |  |  | fme_feature_type | ASSETGROUP | ASSETTYPE | ASSETGROUPDESC | ASSETTYPEDESC | NOMINALVOLTAGE | _UNFEATURECLASS | _domainNetworkName | ASSOCIATION_TYPE | agv1 | atv1
Electric | ElectricDevice | 14 | Switch | 502 | Overhead Three Phase Sectionalizer | 37 | Medium Voltage Switch | 745 | Overhead Three Phase Sectionalizer |  | SectionalizerUnit | _AGDevice_SUBTYPECD | 9 | _AGDevice_PHASEDESIGNATION | 7 | PHASEDESIGNATION | 7 | _AGDevice_CONSTRUCTIONTYPE | Overhead |  |  | fme_feature_type | ASSETGROUP | ASSETTYPE | ASSETGROUPDESC | ASSETTYPEDESC | NOMINALVOLTAGE | _UNFEATURECLASS | _domainNetworkName | ASSOCIATION_TYPE | agv1 | atv1
Electric | ElectricDevice | 14 | Switch | 502 | Overhead Three Phase Sectionalizer | 37 | Medium Voltage Switch | 745 | Overhead Three Phase Sectionalizer |  | SectionalizerUnit | _AGDevice_SUBTYPECD | 10 | _AGDevice_PHASEDESIGNATION | 7 | PHASEDESIGNATION | 7 | _AGDevice_CONSTRUCTIONTYPE | Overhead |  |  | fme_feature_type | ASSETGROUP | ASSETTYPE | ASSETGROUPDESC | ASSETTYPEDESC | NOMINALVOLTAGE | _UNFEATURECLASS | _domainNetworkName | ASSOCIATION_TYPE | agv1 | atv1
Electric | ElectricDevice | 14 | Switch | 502 | Overhead Three Phase Sectionalizer | 37 | Medium Voltage Switch | 745 | Overhead Three Phase Sectionalizer |  | SectionalizerUnit | _AGDevice_SUBTYPECD | 11 | _AGDevice_PHASEDESIGNATION | 7 | PHASEDESIGNATION | 7 | _AGDevice_CONSTRUCTIONTYPE | Overhead |  |  | fme_feature_type | ASSETGROUP | ASSETTYPE | ASSETGROUPDESC | ASSETTYPEDESC | NOMINALVOLTAGE | _UNFEATURECLASS | _domainNetworkName | ASSOCIATION_TYPE | agv1 | atv1
Electric | ElectricDevice | 14 | Switch | 499 | Pad Mounted Single Phase Recloser | 37 | Medium Voltage Switch | 747 | Pad Mounted Single Phase Recloser |  | RecloserUnit | _AGDevice_SUBTYPECD | 3 | _AGDevice_PHASEDESIGNATION | 1 | _AGDevice_CONSTRUCTIONTYPE | Underground |  |  |  |  | fme_feature_type | ASSETGROUP | ASSETTYPE | ASSETGROUPDESC | ASSETTYPEDESC | NOMINALVOLTAGE | _UNFEATURECLASS | _domainNetworkName | ASSOCIATION_TYPE | agv1 | atv1
Electric | ElectricDevice | 14 | Switch | 499 | Pad Mounted Single Phase Recloser | 37 | Medium Voltage Switch | 747 | Pad Mounted Single Phase Recloser |  | RecloserUnit | _AGDevice_SUBTYPECD | 3 | _AGDevice_PHASEDESIGNATION | 2 | _AGDevice_CONSTRUCTIONTYPE | Underground |  |  |  |  | fme_feature_type | ASSETGROUP | ASSETTYPE | ASSETGROUPDESC | ASSETTYPEDESC | NOMINALVOLTAGE | _UNFEATURECLASS | _domainNetworkName | ASSOCIATION_TYPE | agv1 | atv1
Electric | ElectricDevice | 14 | Switch | 499 | Pad Mounted Single Phase Recloser | 37 | Medium Voltage Switch | 747 | Pad Mounted Single Phase Recloser |  | RecloserUnit | _AGDevice_SUBTYPECD | 3 | _AGDevice_PHASEDESIGNATION | 4 | _AGDevice_CONSTRUCTIONTYPE | Underground |  |  |  |  | fme_feature_type | ASSETGROUP | ASSETTYPE | ASSETGROUPDESC | ASSETTYPEDESC | NOMINALVOLTAGE | _UNFEATURECLASS | _domainNetworkName | ASSOCIATION_TYPE | agv1 | atv1
Electric | ElectricDevice | 14 | Switch | 499 | Pad Mounted Single Phase Recloser | 37 | Medium Voltage Switch | 747 | Pad Mounted Single Phase Recloser |  | RecloserUnit | _AGDevice_SUBTYPECD | 6 | _AGDevice_PHASEDESIGNATION | 7 | _AGDevice_CONSTRUCTIONTYPE | Underground |  |  |  |  | fme_feature_type | ASSETGROUP | ASSETTYPE | ASSETGROUPDESC | ASSETTYPEDESC | NOMINALVOLTAGE | _UNFEATURECLASS | _domainNetworkName | ASSOCIATION_TYPE | agv1 | atv1
Electric | ElectricDevice | 14 | Switch | 500 | Pad Mounted Three Phase Recloser | 37 | Medium Voltage Switch | 748 | Pad Mounted Three Phase Recloser |  | RecloserUnit | _AGDevice_SUBTYPECD | 1 | _AGDevice_PHASEDESIGNATION | 7 | PHASEDESIGNATION | 7 | _AGDevice_CONSTRUCTIONTYPE | Underground |  |  | fme_feature_type | ASSETGROUP | ASSETTYPE | ASSETGROUPDESC | ASSETTYPEDESC | NOMINALVOLTAGE | _UNFEATURECLASS | _domainNetworkName | ASSOCIATION_TYPE | agv1 | atv1
Electric | ElectricDevice | 14 | Switch | 503 | Pad Mounted Single Phase Sectionalizer | 37 | Medium Voltage Switch | 749 | Pad Mounted Single Phase Sectionalizer |  | SectionalizerUnit | _AGDevice_SUBTYPECD | 8 | _AGDevice_PHASEDESIGNATION | 1 | _AGDevice_CONSTRUCTIONTYPE | Underground |  |  |  |  | fme_feature_type | ASSETGROUP | ASSETTYPE | ASSETGROUPDESC | ASSETTYPEDESC | NOMINALVOLTAGE | _UNFEATURECLASS | _domainNetworkName | ASSOCIATION_TYPE | agv1 | atv1
Electric | ElectricDevice | 14 | Switch | 503 | Pad Mounted Single Phase Sectionalizer | 37 | Medium Voltage Switch | 749 | Pad Mounted Single Phase Sectionalizer |  | SectionalizerUnit | _AGDevice_SUBTYPECD | 8 | _AGDevice_PHASEDESIGNATION | 2 | _AGDevice_CONSTRUCTIONTYPE | Underground |  |  |  |  | fme_feature_type | ASSETGROUP | ASSETTYPE | ASSETGROUPDESC | ASSETTYPEDESC | NOMINALVOLTAGE | _UNFEATURECLASS | _domainNetworkName | ASSOCIATION_TYPE | agv1 | atv1
Electric | ElectricDevice | 14 | Switch | 503 | Pad Mounted Single Phase Sectionalizer | 37 | Medium Voltage Switch | 749 | Pad Mounted Single Phase Sectionalizer |  | SectionalizerUnit | _AGDevice_SUBTYPECD | 8 | _AGDevice_PHASEDESIGNATION | 4 | _AGDevice_CONSTRUCTIONTYPE | Underground |  |  |  |  | fme_feature_type | ASSETGROUP | ASSETTYPE | ASSETGROUPDESC | ASSETTYPEDESC | NOMINALVOLTAGE | _UNFEATURECLASS | _domainNetworkName | ASSOCIATION_TYPE | agv1 | atv1
Electric | ElectricDevice | 14 | Switch | 503 | Pad Mounted Single Phase Sectionalizer | 37 | Medium Voltage Switch | 749 | Pad Mounted Single Phase Sectionalizer |  | SectionalizerUnit | _AGDevice_SUBTYPECD | 8 | _AGDevice_PHASEDESIGNATION | 7 | _AGDevice_CONSTRUCTIONTYPE | Underground |  |  |  |  | fme_feature_type | ASSETGROUP | ASSETTYPE | ASSETGROUPDESC | ASSETTYPEDESC | NOMINALVOLTAGE | _UNFEATURECLASS | _domainNetworkName | ASSOCIATION_TYPE | agv1 | atv1
Electric | ElectricDevice | 14 | Switch | 503 | Pad Mounted Single Phase Sectionalizer | 37 | Medium Voltage Switch | 749 | Pad Mounted Single Phase Sectionalizer |  | SectionalizerUnit | _AGDevice_SUBTYPECD | 9 | _AGDevice_PHASEDESIGNATION | 1 | _AGDevice_CONSTRUCTIONTYPE | Underground |  |  |  |  | fme_feature_type | ASSETGROUP | ASSETTYPE | ASSETGROUPDESC | ASSETTYPEDESC | NOMINALVOLTAGE | _UNFEATURECLASS | _domainNetworkName | ASSOCIATION_TYPE | agv1 | atv1
Electric | ElectricDevice | 14 | Switch | 503 | Pad Mounted Single Phase Sectionalizer | 37 | Medium Voltage Switch | 749 | Pad Mounted Single Phase Sectionalizer |  | SectionalizerUnit | _AGDevice_SUBTYPECD | 9 | _AGDevice_PHASEDESIGNATION | 2 | _AGDevice_CONSTRUCTIONTYPE | Underground |  |  |  |  | fme_feature_type | ASSETGROUP | ASSETTYPE | ASSETGROUPDESC | ASSETTYPEDESC | NOMINALVOLTAGE | _UNFEATURECLASS | _domainNetworkName | ASSOCIATION_TYPE | agv1 | atv1
Electric | ElectricDevice | 14 | Switch | 503 | Pad Mounted Single Phase Sectionalizer | 37 | Medium Voltage Switch | 749 | Pad Mounted Single Phase Sectionalizer |  | SectionalizerUnit | _AGDevice_SUBTYPECD | 9 | _AGDevice_PHASEDESIGNATION | 4 | _AGDevice_CONSTRUCTIONTYPE | Underground |  |  |  |  | fme_feature_type | ASSETGROUP | ASSETTYPE | ASSETGROUPDESC | ASSETTYPEDESC | NOMINALVOLTAGE | _UNFEATURECLASS | _domainNetworkName | ASSOCIATION_TYPE | agv1 | atv1
Electric | ElectricDevice | 14 | Switch | 503 | Pad Mounted Single Phase Sectionalizer | 37 | Medium Voltage Switch | 749 | Pad Mounted Single Phase Sectionalizer |  | SectionalizerUnit | _AGDevice_SUBTYPECD | 9 | _AGDevice_PHASEDESIGNATION | 7 | _AGDevice_CONSTRUCTIONTYPE | Underground |  |  |  |  | fme_feature_type | ASSETGROUP | ASSETTYPE | ASSETGROUPDESC | ASSETTYPEDESC | NOMINALVOLTAGE | _UNFEATURECLASS | _domainNetworkName | ASSOCIATION_TYPE | agv1 | atv1
Electric | ElectricDevice | 14 | Switch | 503 | Pad Mounted Single Phase Sectionalizer | 37 | Medium Voltage Switch | 749 | Pad Mounted Single Phase Sectionalizer |  | SectionalizerUnit | _AGDevice_SUBTYPECD | 10 | _AGDevice_PHASEDESIGNATION | 1 | _AGDevice_CONSTRUCTIONTYPE | Underground |  |  |  |  | fme_feature_type | ASSETGROUP | ASSETTYPE | ASSETGROUPDESC | ASSETTYPEDESC | NOMINALVOLTAGE | _UNFEATURECLASS | _domainNetworkName | ASSOCIATION_TYPE | agv1 | atv1
Electric | ElectricDevice | 14 | Switch | 503 | Pad Mounted Single Phase Sectionalizer | 37 | Medium Voltage Switch | 749 | Pad Mounted Single Phase Sectionalizer |  | SectionalizerUnit | _AGDevice_SUBTYPECD | 10 | _AGDevice_PHASEDESIGNATION | 2 | _AGDevice_CONSTRUCTIONTYPE | Underground |  |  |  |  | fme_feature_type | ASSETGROUP | ASSETTYPE | ASSETGROUPDESC | ASSETTYPEDESC | NOMINALVOLTAGE | _UNFEATURECLASS | _domainNetworkName | ASSOCIATION_TYPE | agv1 | atv1
Electric | ElectricDevice | 14 | Switch | 503 | Pad Mounted Single Phase Sectionalizer | 37 | Medium Voltage Switch | 749 | Pad Mounted Single Phase Sectionalizer |  | SectionalizerUnit | _AGDevice_SUBTYPECD | 10 | _AGDevice_PHASEDESIGNATION | 4 | _AGDevice_CONSTRUCTIONTYPE | Underground |  |  |  |  | fme_feature_type | ASSETGROUP | ASSETTYPE | ASSETGROUPDESC | ASSETTYPEDESC | NOMINALVOLTAGE | _UNFEATURECLASS | _domainNetworkName | ASSOCIATION_TYPE | agv1 | atv1
Electric | ElectricDevice | 14 | Switch | 503 | Pad Mounted Single Phase Sectionalizer | 37 | Medium Voltage Switch | 749 | Pad Mounted Single Phase Sectionalizer |  | SectionalizerUnit | _AGDevice_SUBTYPECD | 10 | _AGDevice_PHASEDESIGNATION | 7 | _AGDevice_CONSTRUCTIONTYPE | Underground |  |  |  |  | fme_feature_type | ASSETGROUP | ASSETTYPE | ASSETGROUPDESC | ASSETTYPEDESC | NOMINALVOLTAGE | _UNFEATURECLASS | _domainNetworkName | ASSOCIATION_TYPE | agv1 | atv1
Electric | ElectricDevice | 14 | Switch | 503 | Pad Mounted Single Phase Sectionalizer | 37 | Medium Voltage Switch | 749 | Pad Mounted Single Phase Sectionalizer |  | SectionalizerUnit | _AGDevice_SUBTYPECD | 11 | _AGDevice_PHASEDESIGNATION | 1 | _AGDevice_CONSTRUCTIONTYPE | Underground |  |  |  |  | fme_feature_type | ASSETGROUP | ASSETTYPE | ASSETGROUPDESC | ASSETTYPEDESC | NOMINALVOLTAGE | _UNFEATURECLASS | _domainNetworkName | ASSOCIATION_TYPE | agv1 | atv1
Electric | ElectricDevice | 14 | Switch | 503 | Pad Mounted Single Phase Sectionalizer | 37 | Medium Voltage Switch | 749 | Pad Mounted Single Phase Sectionalizer |  | SectionalizerUnit | _AGDevice_SUBTYPECD | 11 | _AGDevice_PHASEDESIGNATION | 2 | _AGDevice_CONSTRUCTIONTYPE | Underground |  |  |  |  | fme_feature_type | ASSETGROUP | ASSETTYPE | ASSETGROUPDESC | ASSETTYPEDESC | NOMINALVOLTAGE | _UNFEATURECLASS | _domainNetworkName | ASSOCIATION_TYPE | agv1 | atv1
Electric | ElectricDevice | 14 | Switch | 503 | Pad Mounted Single Phase Sectionalizer | 37 | Medium Voltage Switch | 749 | Pad Mounted Single Phase Sectionalizer |  | SectionalizerUnit | _AGDevice_SUBTYPECD | 11 | _AGDevice_PHASEDESIGNATION | 4 | _AGDevice_CONSTRUCTIONTYPE | Underground |  |  |  |  | fme_feature_type | ASSETGROUP | ASSETTYPE | ASSETGROUPDESC | ASSETTYPEDESC | NOMINALVOLTAGE | _UNFEATURECLASS | _domainNetworkName | ASSOCIATION_TYPE | agv1 | atv1
Electric | ElectricDevice | 14 | Switch | 503 | Pad Mounted Single Phase Sectionalizer | 37 | Medium Voltage Switch | 749 | Pad Mounted Single Phase Sectionalizer |  | SectionalizerUnit | _AGDevice_SUBTYPECD | 11 | _AGDevice_PHASEDESIGNATION | 7 | _AGDevice_CONSTRUCTIONTYPE | Underground |  |  |  |  | fme_feature_type | ASSETGROUP | ASSETTYPE | ASSETGROUPDESC | ASSETTYPEDESC | NOMINALVOLTAGE | _UNFEATURECLASS | _domainNetworkName | ASSOCIATION_TYPE | agv1 | atv1
Electric | ElectricDevice | 14 | Switch | 504 | Pad Mounted Three Phase Sectionalizer | 37 | Medium Voltage Switch | 750 | Pad Mounted Three Phase Sectionalizer |  | SectionalizerUnit | _AGDevice_SUBTYPECD | 8 | _AGDevice_PHASEDESIGNATION | 8 | PHASEDESIGNATION | 7 | _AGDevice_CONSTRUCTIONTYPE | Underground |  |  | fme_feature_type | ASSETGROUP | ASSETTYPE | ASSETGROUPDESC | ASSETTYPEDESC | NOMINALVOLTAGE | _UNFEATURECLASS | _domainNetworkName | ASSOCIATION_TYPE | agv1 | atv1
Electric | ElectricDevice | 14 | Switch | 504 | Pad Mounted Three Phase Sectionalizer | 37 | Medium Voltage Switch | 750 | Pad Mounted Three Phase Sectionalizer |  | SectionalizerUnit | _AGDevice_SUBTYPECD | 9 | _AGDevice_PHASEDESIGNATION | 9 | PHASEDESIGNATION | 7 | _AGDevice_CONSTRUCTIONTYPE | Underground |  |  | fme_feature_type | ASSETGROUP | ASSETTYPE | ASSETGROUPDESC | ASSETTYPEDESC | NOMINALVOLTAGE | _UNFEATURECLASS | _domainNetworkName | ASSOCIATION_TYPE | agv1 | atv1
Electric | ElectricDevice | 14 | Switch | 504 | Pad Mounted Three Phase Sectionalizer | 37 | Medium Voltage Switch | 750 | Pad Mounted Three Phase Sectionalizer |  | SectionalizerUnit | _AGDevice_SUBTYPECD | 10 | _AGDevice_PHASEDESIGNATION | 10 | PHASEDESIGNATION | 7 | _AGDevice_CONSTRUCTIONTYPE | Underground |  |  | fme_feature_type | ASSETGROUP | ASSETTYPE | ASSETGROUPDESC | ASSETTYPEDESC | NOMINALVOLTAGE | _UNFEATURECLASS | _domainNetworkName | ASSOCIATION_TYPE | agv1 | atv1
Electric | ElectricDevice | 14 | Switch | 504 | Pad Mounted Three Phase Sectionalizer | 37 | Medium Voltage Switch | 750 | Pad Mounted Three Phase Sectionalizer |  | SectionalizerUnit | _AGDevice_SUBTYPECD | 11 | _AGDevice_PHASEDESIGNATION | 11 | PHASEDESIGNATION | 7 | _AGDevice_CONSTRUCTIONTYPE | Underground |  |  | fme_feature_type | ASSETGROUP | ASSETTYPE | ASSETGROUPDESC | ASSETTYPEDESC | NOMINALVOLTAGE | _UNFEATURECLASS | _domainNetworkName | ASSOCIATION_TYPE | agv1 | atv1
Electric | ElectricDevice | 14 | Switch | 492 | Underground Medium Voltage T-Blade | 37 | Medium Voltage Switch | 753 | T Blade | [12 empty] | fme_feature_type | ASSETGROUP | ASSETTYPE | ASSETGROUPDESC | ASSETTYPEDESC | NOMINALVOLTAGE | _UNFEATURECLASS | _domainNetworkName | ASSOCIATION_TYPE | agv1 | atv1
Electric | ElectricDevice | 14 | Switch | 496 | Underground Medium Voltage V-Blade | 37 | Medium Voltage Switch | 754 | V Blade | [12 empty] | fme_feature_type | ASSETGROUP | ASSETTYPE | ASSETGROUPDESC | ASSETTYPEDESC | NOMINALVOLTAGE | _UNFEATURECLASS | _domainNetworkName | ASSOCIATION_TYPE | agv1 | atv1
Electric | ElectricDevice | 14 | Switch | 490 | Underground Medium Voltage Single Phase Disconnect | 37 | Medium Voltage Switch | 755 | Underground Single Phase Disconnect |  | SwitchUnit | _AGDevice_SUBTYPECD | 3 | _AGDevice_PHASEDESIGNATION | 1 | [6 empty] | fme_feature_type | ASSETGROUP | ASSETTYPE | ASSETGROUPDESC | ASSETTYPEDESC | NOMINALVOLTAGE | _UNFEATURECLASS | _domainNetworkName | ASSOCIATION_TYPE | agv1 | atv1
Electric | ElectricDevice | 14 | Switch | 490 | Underground Medium Voltage Single Phase Disconnect | 37 | Medium Voltage Switch | 755 | Underground Single Phase Disconnect |  | SwitchUnit | _AGDevice_SUBTYPECD | 3 | _AGDevice_PHASEDESIGNATION | 2 | [6 empty] | fme_feature_type | ASSETGROUP | ASSETTYPE | ASSETGROUPDESC | ASSETTYPEDESC | NOMINALVOLTAGE | _UNFEATURECLASS | _domainNetworkName | ASSOCIATION_TYPE | agv1 | atv1
Electric | ElectricDevice | 14 | Switch | 490 | Underground Medium Voltage Single Phase Disconnect | 37 | Medium Voltage Switch | 755 | Underground Single Phase Disconnect |  | SwitchUnit | _AGDevice_SUBTYPECD | 3 | _AGDevice_PHASEDESIGNATION | 4 | [6 empty] | fme_feature_type | ASSETGROUP | ASSETTYPE | ASSETGROUPDESC | ASSETTYPEDESC | NOMINALVOLTAGE | _UNFEATURECLASS | _domainNetworkName | ASSOCIATION_TYPE | agv1 | atv1
Electric | ElectricDevice | 14 | Switch | 490 | Underground Medium Voltage Single Phase Disconnect | 37 | Medium Voltage Switch | 755 | Underground Single Phase Disconnect |  | SwitchUnit | _AGDevice_SUBTYPECD | 3 | _AGDevice_PHASEDESIGNATION | 7 | [6 empty] | fme_feature_type | ASSETGROUP | ASSETTYPE | ASSETGROUPDESC | ASSETTYPEDESC | NOMINALVOLTAGE | _UNFEATURECLASS | _domainNetworkName | ASSOCIATION_TYPE | agv1 | atv1
Electric | ElectricDevice | 14 | Switch | 491 | Underground Medium Voltage Single Phase Load Breaking | 37 | Medium Voltage Switch | 758 | Underground Single Phase Load Break |  | SwitchUnit | _AGDevice_SUBTYPECD | 4 | _AGDevice_PHASEDESIGNATION | 1 | [6 empty] | fme_feature_type | ASSETGROUP | ASSETTYPE | ASSETGROUPDESC | ASSETTYPEDESC | NOMINALVOLTAGE | _UNFEATURECLASS | _domainNetworkName | ASSOCIATION_TYPE | agv1 | atv1
Electric | ElectricDevice | 14 | Switch | 491 | Underground Medium Voltage Single Phase Load Breaking | 37 | Medium Voltage Switch | 758 | Underground Single Phase Load Break |  | SwitchUnit | _AGDevice_SUBTYPECD | 4 | _AGDevice_PHASEDESIGNATION | 2 | [6 empty] | fme_feature_type | ASSETGROUP | ASSETTYPE | ASSETGROUPDESC | ASSETTYPEDESC | NOMINALVOLTAGE | _UNFEATURECLASS | _domainNetworkName | ASSOCIATION_TYPE | agv1 | atv1
Electric | ElectricDevice | 14 | Switch | 491 | Underground Medium Voltage Single Phase Load Breaking | 37 | Medium Voltage Switch | 758 | Underground Single Phase Load Break |  | SwitchUnit | _AGDevice_SUBTYPECD | 4 | _AGDevice_PHASEDESIGNATION | 4 | [6 empty] | fme_feature_type | ASSETGROUP | ASSETTYPE | ASSETGROUPDESC | ASSETTYPEDESC | NOMINALVOLTAGE | _UNFEATURECLASS | _domainNetworkName | ASSOCIATION_TYPE | agv1 | atv1
Electric | ElectricDevice | 14 | Switch | 491 | Underground Medium Voltage Single Phase Load Breaking | 37 | Medium Voltage Switch | 758 | Underground Single Phase Load Break |  | SwitchUnit | _AGDevice_SUBTYPECD | 4 | _AGDevice_PHASEDESIGNATION | 7 | [6 empty] | fme_feature_type | ASSETGROUP | ASSETTYPE | ASSETGROUPDESC | ASSETTYPEDESC | NOMINALVOLTAGE | _UNFEATURECLASS | _domainNetworkName | ASSOCIATION_TYPE | agv1 | atv1
Electric | ElectricDevice | 14 | Switch | 493 | Underground Medium Voltage Three Phase Disconnect | 37 | Medium Voltage Switch | 759 | Underground Three Phase Disconnect |  | SwitchUnit | _AGDevice_SUBTYPECD | 3 | _AGDevice_PHASEDESIGNATION | 7 | PHASEDESIGNATION | 7 |  |  |  |  | fme_feature_type | ASSETGROUP | ASSETTYPE | ASSETGROUPDESC | ASSETTYPEDESC | NOMINALVOLTAGE | _UNFEATURECLASS | _domainNetworkName | ASSOCIATION_TYPE | agv1 | atv1
Electric | ElectricDevice | 14 | Switch | 494 | Underground Medium Voltage Three Phase Load Breaking | 37 | Medium Voltage Switch | 760 | Underground Three Phase Load Break |  | SwitchUnit | _AGDevice_SUBTYPECD | 4 | _AGDevice_PHASEDESIGNATION | 7 | PHASEDESIGNATION | 7 |  |  |  |  | fme_feature_type | ASSETGROUP | ASSETTYPE | ASSETGROUPDESC | ASSETTYPEDESC | NOMINALVOLTAGE | _UNFEATURECLASS | _domainNetworkName | ASSOCIATION_TYPE | agv1 | atv1
Electric | ElectricDevice | 14 | Switch | 494 | Underground Medium Voltage Three Phase Load Breaking | 37 | Medium Voltage Switch | 760 | Underground Three Phase Load Break |  | SwitchUnit | _AGDevice_SUBTYPECD | 5 | _AGDevice_PHASEDESIGNATION | 7 | _AGDevice_CONSTRUCTIONTYPE | Underground |  |  |  |  | fme_feature_type | ASSETGROUP | ASSETTYPE | ASSETGROUPDESC | ASSETTYPEDESC | NOMINALVOLTAGE | _UNFEATURECLASS | _domainNetworkName | ASSOCIATION_TYPE | agv1 | atv1
Electric | ElectricDevice | 14 | Switch | 495 | Underground Medium Voltage Three Phase Transfer | 37 | Medium Voltage Switch | 761 | Underground Transfer Switch | [12 empty] | fme_feature_type | ASSETGROUP | ASSETTYPE | ASSETGROUPDESC | ASSETTYPEDESC | NOMINALVOLTAGE | _UNFEATURECLASS | _domainNetworkName | ASSOCIATION_TYPE | agv1 | atv1
Electric | ElectricDevice | 14 | Switch |  | Single Phase | [5 empty] | SectionalizerUnit | _AGDevice_SUBTYPECD | 1 | _AGDevice_PHASEDESIGNATION | 1 | [6 empty] | fme_feature_type | ASSETGROUP | ASSETTYPE | ASSETGROUPDESC | ASSETTYPEDESC | NOMINALVOLTAGE | _UNFEATURECLASS | _domainNetworkName | ASSOCIATION_TYPE | agv1 | atv1
Electric | ElectricDevice | 14 | Switch |  | Single Phase | [5 empty] | SectionalizerUnit | _AGDevice_SUBTYPECD | 1 | _AGDevice_PHASEDESIGNATION | 2 | [6 empty] | fme_feature_type | ASSETGROUP | ASSETTYPE | ASSETGROUPDESC | ASSETTYPEDESC | NOMINALVOLTAGE | _UNFEATURECLASS | _domainNetworkName | ASSOCIATION_TYPE | agv1 | atv1
Electric | ElectricDevice | 14 | Switch |  | Single Phase | [5 empty] | SectionalizerUnit | _AGDevice_SUBTYPECD | 1 | _AGDevice_PHASEDESIGNATION | 4 | [6 empty] | fme_feature_type | ASSETGROUP | ASSETTYPE | ASSETGROUPDESC | ASSETTYPEDESC | NOMINALVOLTAGE | _UNFEATURECLASS | _domainNetworkName | ASSOCIATION_TYPE | agv1 | atv1
Electric | ElectricDevice | 14 | Switch |  | Three Phase | [5 empty] | SectionalizerUnit | _AGDevice_SUBTYPECD | 1 | _AGDevice_PHASEDESIGNATION | 7 | [6 empty] | fme_feature_type | ASSETGROUP | ASSETTYPE | ASSETGROUPDESC | ASSETTYPEDESC | NOMINALVOLTAGE | _UNFEATURECLASS | _domainNetworkName | ASSOCIATION_TYPE | agv1 | atv1
Electric | ElectricDevice |  |  |  |  | 14 | Switch | 760 | Underground Three Phase Load Break | [12 empty] | fme_feature_type | ASSETGROUP | ASSETTYPE | ASSETGROUPDESC | ASSETTYPEDESC | NOMINALVOLTAGE | _UNFEATURECLASS | _domainNetworkName | ASSOCIATION_TYPE | agv1 | atv1
Electric | ElectricDevice |  |  |  |  | 14 | Switch | 760 | Underground Three Phase Load Break | [12 empty] | fme_feature_type | ASSETGROUP | ASSETTYPE | ASSETGROUPDESC | ASSETTYPEDESC | NOMINALVOLTAGE | _UNFEATURECLASS | _domainNetworkName | ASSOCIATION_TYPE | agv1 | atv1
Electric | ElectricDevice |  |  |  |  | 14 | Switch | 495 | Underground Medium Voltage Three Phase Transfer | [12 empty] | fme_feature_type | ASSETGROUP | ASSETTYPE | ASSETGROUPDESC | ASSETTYPEDESC | NOMINALVOLTAGE | _UNFEATURECLASS | _domainNetworkName | ASSOCIATION_TYPE | agv1 | atv1
Electric | ElectricDevice |  |  |  |  | 14 | Switch | 761 | Underground Transfer Switch | [12 empty] | fme_feature_type | ASSETGROUP | ASSETTYPE | ASSETGROUPDESC | ASSETTYPEDESC | NOMINALVOLTAGE | _UNFEATURECLASS | _domainNetworkName | ASSOCIATION_TYPE | agv1 | atv1
Electric | ElectricDevice |  |  |  |  | 14 | Switch | 496 | Underground Medium Voltage V-Blade | [12 empty] | fme_feature_type | ASSETGROUP | ASSETTYPE | ASSETGROUPDESC | ASSETTYPEDESC | NOMINALVOLTAGE | _UNFEATURECLASS | _domainNetworkName | ASSOCIATION_TYPE | agv1 | atv1
Electric | ElectricDevice |  |  |  |  | 14 | Switch | 754 | V Blade | [12 empty] | fme_feature_type | ASSETGROUP | ASSETTYPE | ASSETGROUPDESC | ASSETTYPEDESC | NOMINALVOLTAGE | _UNFEATURECLASS | _domainNetworkName | ASSOCIATION_TYPE | agv1 | atv1
Electric | ElectricDevice |  |  |  |  | 14 | Switch | 497 | Overhead Single Phase Recloser | [12 empty] | fme_feature_type | ASSETGROUP | ASSETTYPE | ASSETGROUPDESC | ASSETTYPEDESC | NOMINALVOLTAGE | _UNFEATURECLASS | _domainNetworkName | ASSOCIATION_TYPE | agv1 | atv1
Electric | ElectricDevice |  |  |  |  | 14 | Switch | 730 | Overhead Single Phase Recloser | [12 empty] | fme_feature_type | ASSETGROUP | ASSETTYPE | ASSETGROUPDESC | ASSETTYPEDESC | NOMINALVOLTAGE | _UNFEATURECLASS | _domainNetworkName | ASSOCIATION_TYPE | agv1 | atv1
Electric | ElectricDevice |  |  |  |  | 14 | Switch | 498 | Overhead Three Phase Recloser | [12 empty] | fme_feature_type | ASSETGROUP | ASSETTYPE | ASSETGROUPDESC | ASSETTYPEDESC | NOMINALVOLTAGE | _UNFEATURECLASS | _domainNetworkName | ASSOCIATION_TYPE | agv1 | atv1
Electric | ElectricDevice |  |  |  |  | 14 | Switch | 744 | Overhead Three Phase Recloser | [12 empty] | fme_feature_type | ASSETGROUP | ASSETTYPE | ASSETGROUPDESC | ASSETTYPEDESC | NOMINALVOLTAGE | _UNFEATURECLASS | _domainNetworkName | ASSOCIATION_TYPE | agv1 | atv1
Electric | ElectricDevice |  |  |  |  | 14 | Switch | 499 | Pad Mounted Single Phase Recloser | [12 empty] | fme_feature_type | ASSETGROUP | ASSETTYPE | ASSETGROUPDESC | ASSETTYPEDESC | NOMINALVOLTAGE | _UNFEATURECLASS | _domainNetworkName | ASSOCIATION_TYPE | agv1 | atv1
Electric | ElectricDevice |  |  |  |  | 14 | Switch | 747 | Pad Mounted Single Phase Recloser | [12 empty] | fme_feature_type | ASSETGROUP | ASSETTYPE | ASSETGROUPDESC | ASSETTYPEDESC | NOMINALVOLTAGE | _UNFEATURECLASS | _domainNetworkName | ASSOCIATION_TYPE | agv1 | atv1
Electric | ElectricDevice |  |  |  |  | 14 | Switch | 500 | Pad Mounted Three Phase Recloser | [12 empty] | fme_feature_type | ASSETGROUP | ASSETTYPE | ASSETGROUPDESC | ASSETTYPEDESC | NOMINALVOLTAGE | _UNFEATURECLASS | _domainNetworkName | ASSOCIATION_TYPE | agv1 | atv1
Electric | ElectricDevice |  |  |  |  | 14 | Switch | 748 | Pad Mounted Three Phase Recloser | [12 empty] | fme_feature_type | ASSETGROUP | ASSETTYPE | ASSETGROUPDESC | ASSETTYPEDESC | NOMINALVOLTAGE | _UNFEATURECLASS | _domainNetworkName | ASSOCIATION_TYPE | agv1 | atv1
Electric | ElectricDevice |  |  |  |  | 14 | Switch | 501 | Overhead Single Phase Sectionalizer | [12 empty] | fme_feature_type | ASSETGROUP | ASSETTYPE | ASSETGROUPDESC | ASSETTYPEDESC | NOMINALVOLTAGE | _UNFEATURECLASS | _domainNetworkName | ASSOCIATION_TYPE | agv1 | atv1
Electric | ElectricDevice |  |  |  |  | 14 | Switch | 731 | Overhead Single Phase Sectionalizer | [12 empty] | fme_feature_type | ASSETGROUP | ASSETTYPE | ASSETGROUPDESC | ASSETTYPEDESC | NOMINALVOLTAGE | _UNFEATURECLASS | _domainNetworkName | ASSOCIATION_TYPE | agv1 | atv1
Electric | ElectricDevice |  |  |  |  | 14 | Switch | 502 | Overhead Three Phase Sectionalizer | [12 empty] | fme_feature_type | ASSETGROUP | ASSETTYPE | ASSETGROUPDESC | ASSETTYPEDESC | NOMINALVOLTAGE | _UNFEATURECLASS | _domainNetworkName | ASSOCIATION_TYPE | agv1 | atv1
Electric | ElectricDevice |  |  |  |  | 14 | Switch | 745 | Overhead Three Phase Sectionalizer | [12 empty] | fme_feature_type | ASSETGROUP | ASSETTYPE | ASSETGROUPDESC | ASSETTYPEDESC | NOMINALVOLTAGE | _UNFEATURECLASS | _domainNetworkName | ASSOCIATION_TYPE | agv1 | atv1
Electric | ElectricDevice |  |  |  |  | 14 | Switch | 503 | Pad Mounted Single Phase Sectionalizer | [12 empty] | fme_feature_type | ASSETGROUP | ASSETTYPE | ASSETGROUPDESC | ASSETTYPEDESC | NOMINALVOLTAGE | _UNFEATURECLASS | _domainNetworkName | ASSOCIATION_TYPE | agv1 | atv1
Electric | ElectricDevice |  |  |  |  | 14 | Switch | 749 | Pad Mounted Single Phase Sectionalizer | [12 empty] | fme_feature_type | ASSETGROUP | ASSETTYPE | ASSETGROUPDESC | ASSETTYPEDESC | NOMINALVOLTAGE | _UNFEATURECLASS | _domainNetworkName | ASSOCIATION_TYPE | agv1 | atv1
Electric | ElectricDevice |  |  |  |  | 14 | Switch | 750 | Pad Mounted Three Phase Sectionalizer | [12 empty] | fme_feature_type | ASSETGROUP | ASSETTYPE | ASSETGROUPDESC | ASSETTYPEDESC | NOMINALVOLTAGE | _UNFEATURECLASS | _domainNetworkName | ASSOCIATION_TYPE | agv1 | atv1
Electric | ElectricDevice |  |  |  |  | 14 | Switch | 504 | Pad Mounted Three Phase Sectionalizer | [12 empty] | fme_feature_type | ASSETGROUP | ASSETTYPE | ASSETGROUPDESC | ASSETTYPEDESC | NOMINALVOLTAGE | _UNFEATURECLASS | _domainNetworkName | ASSOCIATION_TYPE | agv1 | atv1
Electric | ElectricDevice | 15 | Transformer | 0 | Unknown | 38 | Medium Voltage Transformer | 0 | Unknown | [12 empty] | fme_feature_type | ASSETGROUP | ASSETTYPE | ASSETGROUPDESC | ASSETTYPEDESC | NOMINALVOLTAGE | _UNFEATURECLASS | _domainNetworkName | ASSOCIATION_TYPE | agv1 | atv1
Electric | ElectricDevice | 15 | Transformer | 521 | Network | 38 | Medium Voltage Transformer | 784 | Network Protector | [12 empty] | fme_feature_type | ASSETGROUP | ASSETTYPE | ASSETGROUPDESC | ASSETTYPEDESC | NOMINALVOLTAGE | _UNFEATURECLASS | _domainNetworkName | ASSOCIATION_TYPE | agv1 | atv1
Electric | ElectricDevice | 15 | Transformer | 521 | Network | 38 | Medium Voltage Transformer | 784 | Network | [12 empty] | fme_feature_type | ASSETGROUP | ASSETTYPE | ASSETGROUPDESC | ASSETTYPEDESC | NOMINALVOLTAGE | _UNFEATURECLASS | _domainNetworkName | ASSOCIATION_TYPE | agv1 | atv1
Electric | ElectricDevice | 15 | Transformer | 522 | Overhead Single Phase | 38 | Medium Voltage Transformer | 785 | Overhead Single Phase |  | TransformerUnit | _AGDevice_SUBTYPECD | 2 | _AGDevice_PHASEDESIGNATION | 1 | [6 empty] | fme_feature_type | ASSETGROUP | ASSETTYPE | ASSETGROUPDESC | ASSETTYPEDESC | NOMINALVOLTAGE | _UNFEATURECLASS | _domainNetworkName | ASSOCIATION_TYPE | agv1 | atv1
Electric | ElectricDevice | 15 | Transformer | 522 | Overhead Single Phase | 38 | Medium Voltage Transformer | 785 | Overhead Single Phase |  | TransformerUnit | _AGDevice_SUBTYPECD | 2 | _AGDevice_PHASEDESIGNATION | 2 | [6 empty] | fme_feature_type | ASSETGROUP | ASSETTYPE | ASSETGROUPDESC | ASSETTYPEDESC | NOMINALVOLTAGE | _UNFEATURECLASS | _domainNetworkName | ASSOCIATION_TYPE | agv1 | atv1
Electric | ElectricDevice | 15 | Transformer | 522 | Overhead Single Phase | 38 | Medium Voltage Transformer | 785 | Overhead Single Phase |  | TransformerUnit | _AGDevice_SUBTYPECD | 2 | _AGDevice_PHASEDESIGNATION | 4 | [6 empty] | fme_feature_type | ASSETGROUP | ASSETTYPE | ASSETGROUPDESC | ASSETTYPEDESC | NOMINALVOLTAGE | _UNFEATURECLASS | _domainNetworkName | ASSOCIATION_TYPE | agv1 | atv1
Electric | ElectricDevice | 15 | Transformer | 522 | Overhead Single Phase | 38 | Medium Voltage Transformer | 785 | Overhead Single Phase |  | TransformerUnit | _AGDevice_SUBTYPECD | 2 | _AGDevice_PHASEDESIGNATION | 3 | [6 empty] | fme_feature_type | ASSETGROUP | ASSETTYPE | ASSETGROUPDESC | ASSETTYPEDESC | NOMINALVOLTAGE | _UNFEATURECLASS | _domainNetworkName | ASSOCIATION_TYPE | agv1 | atv1
Electric | ElectricDevice | 15 | Transformer | 522 | Overhead Single Phase | 38 | Medium Voltage Transformer | 785 | Overhead Single Phase |  | TransformerUnit | _AGDevice_SUBTYPECD | 2 | _AGDevice_PHASEDESIGNATION | 5 | [6 empty] | fme_feature_type | ASSETGROUP | ASSETTYPE | ASSETGROUPDESC | ASSETTYPEDESC | NOMINALVOLTAGE | _UNFEATURECLASS | _domainNetworkName | ASSOCIATION_TYPE | agv1 | atv1
Electric | ElectricDevice | 15 | Transformer | 522 | Overhead Single Phase | 38 | Medium Voltage Transformer | 785 | Overhead Single Phase |  | TransformerUnit | _AGDevice_SUBTYPECD | 2 | _AGDevice_PHASEDESIGNATION | 6 | [6 empty] | fme_feature_type | ASSETGROUP | ASSETTYPE | ASSETGROUPDESC | ASSETTYPEDESC | NOMINALVOLTAGE | _UNFEATURECLASS | _domainNetworkName | ASSOCIATION_TYPE | agv1 | atv1
Electric | ElectricDevice | 15 | Transformer | 522 | Overhead Single Phase | 38 | Medium Voltage Transformer | 785 | Overhead Single Phase |  | TransformerUnit | _AGDevice_SUBTYPECD | 4 | _AGDevice_PHASEDESIGNATION | 7 | _AGDevice_CONSTRUCTIONTYPE | Overhead |  |  |  |  | fme_feature_type | ASSETGROUP | ASSETTYPE | ASSETGROUPDESC | ASSETTYPEDESC | NOMINALVOLTAGE | _UNFEATURECLASS | _domainNetworkName | ASSOCIATION_TYPE | agv1 | atv1
Electric | ElectricDevice | 15 | Transformer | 522 | Overhead Single Phase | 38 | Medium Voltage Transformer | 785 | Overhead Single Phase |  | TransformerUnit | _AGDevice_SUBTYPECD | 6 | _AGDevice_PHASEDESIGNATION | 7 | _AGDevice_CONSTRUCTIONTYPE | Overhead | _AGDevice_HIGHSIDECONFIGURATION | D |  |  | fme_feature_type | ASSETGROUP | ASSETTYPE | ASSETGROUPDESC | ASSETTYPEDESC | NOMINALVOLTAGE | _UNFEATURECLASS | _domainNetworkName | ASSOCIATION_TYPE | agv1 | atv1
Electric | ElectricDevice | 15 | Transformer | 522 | Overhead Single Phase | 38 | Medium Voltage Transformer | 785 | Overhead Single Phase |  | TransformerUnit | _AGDevice_SUBTYPECD | 6 | _AGDevice_PHASEDESIGNATION | 7 | _AGDevice_CONSTRUCTIONTYPE | Overhead | _AGDevice_HIGHSIDECONFIGURATION | Y |  |  | fme_feature_type | ASSETGROUP | ASSETTYPE | ASSETGROUPDESC | ASSETTYPEDESC | NOMINALVOLTAGE | _UNFEATURECLASS | _domainNetworkName | ASSOCIATION_TYPE | agv1 | atv1
Electric | ElectricDevice | 15 | Transformer | 522 | Overhead Single Phase | 38 | Medium Voltage Transformer | 785 | Overhead Single Phase |  | TransformerUnit | _AGDevice_SUBTYPECD | 6 | _AGDevice_PHASEDESIGNATION | 7 | _AGDevice_CONSTRUCTIONTYPE | Overhead | _AGDevice_HIGHSIDECONFIGURATION | OY |  |  | fme_feature_type | ASSETGROUP | ASSETTYPE | ASSETGROUPDESC | ASSETTYPEDESC | NOMINALVOLTAGE | _UNFEATURECLASS | _domainNetworkName | ASSOCIATION_TYPE | agv1 | atv1
Electric | ElectricDevice | 15 | Transformer | 522 | Overhead Single Phase | 38 | Medium Voltage Transformer | 785 | Overhead Single Phase |  | TransformerUnit | _AGDevice_SUBTYPECD | 6 | _AGDevice_PHASEDESIGNATION | 7 | _AGDevice_CONSTRUCTIONTYPE | Overhead | _AGDevice_HIGHSIDECONFIGURATION | LG |  |  | fme_feature_type | ASSETGROUP | ASSETTYPE | ASSETGROUPDESC | ASSETTYPEDESC | NOMINALVOLTAGE | _UNFEATURECLASS | _domainNetworkName | ASSOCIATION_TYPE | agv1 | atv1
Electric | ElectricDevice | 15 | Transformer | 523 | Overhead Single Phase Delta | 38 | Medium Voltage Transformer | 785 | Overhead Single Phase | [12 empty] | fme_feature_type | ASSETGROUP | ASSETTYPE | ASSETGROUPDESC | ASSETTYPEDESC | NOMINALVOLTAGE | _UNFEATURECLASS | _domainNetworkName | ASSOCIATION_TYPE | agv1 | atv1
Electric | ElectricDevice | 15 | Transformer | 524 | Overhead Single Phase Wye | 38 | Medium Voltage Transformer | 785 | Overhead Single Phase | [12 empty] | fme_feature_type | ASSETGROUP | ASSETTYPE | ASSETGROUPDESC | ASSETTYPEDESC | NOMINALVOLTAGE | _UNFEATURECLASS | _domainNetworkName | ASSOCIATION_TYPE | agv1 | atv1
Electric | ElectricDevice | 15 | Transformer | 525 | Overhead Step Single Phase | 38 | Medium Voltage Transformer | 786 | Overhead Step Single Phase |  | TransformerUnit | _AGDevice_SUBTYPECD | 8 | _AGDevice_PHASEDESIGNATION | 1 | _AGDevice_CONSTRUCTIONTYPE | Overhead | _AGDevice_HIGHSIDECONFIGURATION | Y |  |  | fme_feature_type | ASSETGROUP | ASSETTYPE | ASSETGROUPDESC | ASSETTYPEDESC | NOMINALVOLTAGE | _UNFEATURECLASS | _domainNetworkName | ASSOCIATION_TYPE | agv1 | atv1
Electric | ElectricDevice | 15 | Transformer | 525 | Overhead Step Single Phase | 38 | Medium Voltage Transformer | 786 | Overhead Step Single Phase |  | TransformerUnit | _AGDevice_SUBTYPECD | 8 | _AGDevice_PHASEDESIGNATION | 1 | _AGDevice_CONSTRUCTIONTYPE | Overhead | _AGDevice_HIGHSIDECONFIGURATION | OY |  |  | fme_feature_type | ASSETGROUP | ASSETTYPE | ASSETGROUPDESC | ASSETTYPEDESC | NOMINALVOLTAGE | _UNFEATURECLASS | _domainNetworkName | ASSOCIATION_TYPE | agv1 | atv1
Electric | ElectricDevice | 15 | Transformer | 525 | Overhead Step Single Phase | 38 | Medium Voltage Transformer | 786 | Overhead Step Single Phase |  | TransformerUnit | _AGDevice_SUBTYPECD | 8 | _AGDevice_PHASEDESIGNATION | 1 | _AGDevice_CONSTRUCTIONTYPE | Overhead | _AGDevice_HIGHSIDECONFIGURATION | LG |  |  | fme_feature_type | ASSETGROUP | ASSETTYPE | ASSETGROUPDESC | ASSETTYPEDESC | NOMINALVOLTAGE | _UNFEATURECLASS | _domainNetworkName | ASSOCIATION_TYPE | agv1 | atv1
Electric | ElectricDevice | 15 | Transformer | 525 | Overhead Step Single Phase | 38 | Medium Voltage Transformer | 786 | Overhead Step Single Phase |  | TransformerUnit | _AGDevice_SUBTYPECD | 8 | _AGDevice_PHASEDESIGNATION | 2 | _AGDevice_CONSTRUCTIONTYPE | Overhead | _AGDevice_HIGHSIDECONFIGURATION | Y |  |  | fme_feature_type | ASSETGROUP | ASSETTYPE | ASSETGROUPDESC | ASSETTYPEDESC | NOMINALVOLTAGE | _UNFEATURECLASS | _domainNetworkName | ASSOCIATION_TYPE | agv1 | atv1
Electric | ElectricDevice | 15 | Transformer | 525 | Overhead Step Single Phase | 38 | Medium Voltage Transformer | 786 | Overhead Step Single Phase |  | TransformerUnit | _AGDevice_SUBTYPECD | 8 | _AGDevice_PHASEDESIGNATION | 2 | _AGDevice_CONSTRUCTIONTYPE | Overhead | _AGDevice_HIGHSIDECONFIGURATION | OY |  |  | fme_feature_type | ASSETGROUP | ASSETTYPE | ASSETGROUPDESC | ASSETTYPEDESC | NOMINALVOLTAGE | _UNFEATURECLASS | _domainNetworkName | ASSOCIATION_TYPE | agv1 | atv1
Electric | ElectricDevice | 15 | Transformer | 525 | Overhead Step Single Phase | 38 | Medium Voltage Transformer | 786 | Overhead Step Single Phase |  | TransformerUnit | _AGDevice_SUBTYPECD | 8 | _AGDevice_PHASEDESIGNATION | 2 | _AGDevice_CONSTRUCTIONTYPE | Overhead | _AGDevice_HIGHSIDECONFIGURATION | LG |  |  | fme_feature_type | ASSETGROUP | ASSETTYPE | ASSETGROUPDESC | ASSETTYPEDESC | NOMINALVOLTAGE | _UNFEATURECLASS | _domainNetworkName | ASSOCIATION_TYPE | agv1 | atv1
Electric | ElectricDevice | 15 | Transformer | 525 | Overhead Step Single Phase | 38 | Medium Voltage Transformer | 786 | Overhead Step Single Phase |  | TransformerUnit | _AGDevice_SUBTYPECD | 8 | _AGDevice_PHASEDESIGNATION | 4 | _AGDevice_CONSTRUCTIONTYPE | Overhead | _AGDevice_HIGHSIDECONFIGURATION | Y |  |  | fme_feature_type | ASSETGROUP | ASSETTYPE | ASSETGROUPDESC | ASSETTYPEDESC | NOMINALVOLTAGE | _UNFEATURECLASS | _domainNetworkName | ASSOCIATION_TYPE | agv1 | atv1
Electric | ElectricDevice | 15 | Transformer | 525 | Overhead Step Single Phase | 38 | Medium Voltage Transformer | 786 | Overhead Step Single Phase |  | TransformerUnit | _AGDevice_SUBTYPECD | 8 | _AGDevice_PHASEDESIGNATION | 4 | _AGDevice_CONSTRUCTIONTYPE | Overhead | _AGDevice_HIGHSIDECONFIGURATION | OY |  |  | fme_feature_type | ASSETGROUP | ASSETTYPE | ASSETGROUPDESC | ASSETTYPEDESC | NOMINALVOLTAGE | _UNFEATURECLASS | _domainNetworkName | ASSOCIATION_TYPE | agv1 | atv1
Electric | ElectricDevice | 15 | Transformer | 525 | Overhead Step Single Phase | 38 | Medium Voltage Transformer | 786 | Overhead Step Single Phase |  | TransformerUnit | _AGDevice_SUBTYPECD | 8 | _AGDevice_PHASEDESIGNATION | 4 | _AGDevice_CONSTRUCTIONTYPE | Overhead | _AGDevice_HIGHSIDECONFIGURATION | LG |  |  | fme_feature_type | ASSETGROUP | ASSETTYPE | ASSETGROUPDESC | ASSETTYPEDESC | NOMINALVOLTAGE | _UNFEATURECLASS | _domainNetworkName | ASSOCIATION_TYPE | agv1 | atv1
Electric | ElectricDevice | 15 | Transformer | 525 | Overhead Step Single Phase | 38 | Medium Voltage Transformer | 786 | Overhead Step Single Phase |  | TransformerUnit | _AGDevice_SUBTYPECD | 8 | _AGDevice_PHASEDESIGNATION | 3 | _AGDevice_CONSTRUCTIONTYPE | Overhead | _AGDevice_HIGHSIDECONFIGURATION | Y |  |  | fme_feature_type | ASSETGROUP | ASSETTYPE | ASSETGROUPDESC | ASSETTYPEDESC | NOMINALVOLTAGE | _UNFEATURECLASS | _domainNetworkName | ASSOCIATION_TYPE | agv1 | atv1
Electric | ElectricDevice | 15 | Transformer | 525 | Overhead Step Single Phase | 38 | Medium Voltage Transformer | 786 | Overhead Step Single Phase |  | TransformerUnit | _AGDevice_SUBTYPECD | 8 | _AGDevice_PHASEDESIGNATION | 3 | _AGDevice_CONSTRUCTIONTYPE | Overhead | _AGDevice_HIGHSIDECONFIGURATION | OY |  |  | fme_feature_type | ASSETGROUP | ASSETTYPE | ASSETGROUPDESC | ASSETTYPEDESC | NOMINALVOLTAGE | _UNFEATURECLASS | _domainNetworkName | ASSOCIATION_TYPE | agv1 | atv1
Electric | ElectricDevice | 15 | Transformer | 525 | Overhead Step Single Phase | 38 | Medium Voltage Transformer | 786 | Overhead Step Single Phase |  | TransformerUnit | _AGDevice_SUBTYPECD | 8 | _AGDevice_PHASEDESIGNATION | 3 | _AGDevice_CONSTRUCTIONTYPE | Overhead | _AGDevice_HIGHSIDECONFIGURATION | LG |  |  | fme_feature_type | ASSETGROUP | ASSETTYPE | ASSETGROUPDESC | ASSETTYPEDESC | NOMINALVOLTAGE | _UNFEATURECLASS | _domainNetworkName | ASSOCIATION_TYPE | agv1 | atv1
Electric | ElectricDevice | 15 | Transformer | 525 | Overhead Step Single Phase | 38 | Medium Voltage Transformer | 786 | Overhead Step Single Phase |  | TransformerUnit | _AGDevice_SUBTYPECD | 8 | _AGDevice_PHASEDESIGNATION | 5 | _AGDevice_CONSTRUCTIONTYPE | Overhead | _AGDevice_HIGHSIDECONFIGURATION | Y |  |  | fme_feature_type | ASSETGROUP | ASSETTYPE | ASSETGROUPDESC | ASSETTYPEDESC | NOMINALVOLTAGE | _UNFEATURECLASS | _domainNetworkName | ASSOCIATION_TYPE | agv1 | atv1
Electric | ElectricDevice | 15 | Transformer | 525 | Overhead Step Single Phase | 38 | Medium Voltage Transformer | 786 | Overhead Step Single Phase |  | TransformerUnit | _AGDevice_SUBTYPECD | 8 | _AGDevice_PHASEDESIGNATION | 5 | _AGDevice_CONSTRUCTIONTYPE | Overhead | _AGDevice_HIGHSIDECONFIGURATION | OY |  |  | fme_feature_type | ASSETGROUP | ASSETTYPE | ASSETGROUPDESC | ASSETTYPEDESC | NOMINALVOLTAGE | _UNFEATURECLASS | _domainNetworkName | ASSOCIATION_TYPE | agv1 | atv1
Electric | ElectricDevice | 15 | Transformer | 525 | Overhead Step Single Phase | 38 | Medium Voltage Transformer | 786 | Overhead Step Single Phase |  | TransformerUnit | _AGDevice_SUBTYPECD | 8 | _AGDevice_PHASEDESIGNATION | 5 | _AGDevice_CONSTRUCTIONTYPE | Overhead | _AGDevice_HIGHSIDECONFIGURATION | LG |  |  | fme_feature_type | ASSETGROUP | ASSETTYPE | ASSETGROUPDESC | ASSETTYPEDESC | NOMINALVOLTAGE | _UNFEATURECLASS | _domainNetworkName | ASSOCIATION_TYPE | agv1 | atv1
Electric | ElectricDevice | 15 | Transformer | 525 | Overhead Step Single Phase | 38 | Medium Voltage Transformer | 786 | Overhead Step Single Phase |  | TransformerUnit | _AGDevice_SUBTYPECD | 8 | _AGDevice_PHASEDESIGNATION | 6 | _AGDevice_CONSTRUCTIONTYPE | Overhead | _AGDevice_HIGHSIDECONFIGURATION | Y |  |  | fme_feature_type | ASSETGROUP | ASSETTYPE | ASSETGROUPDESC | ASSETTYPEDESC | NOMINALVOLTAGE | _UNFEATURECLASS | _domainNetworkName | ASSOCIATION_TYPE | agv1 | atv1
Electric | ElectricDevice | 15 | Transformer | 525 | Overhead Step Single Phase | 38 | Medium Voltage Transformer | 786 | Overhead Step Single Phase |  | TransformerUnit | _AGDevice_SUBTYPECD | 8 | _AGDevice_PHASEDESIGNATION | 6 | _AGDevice_CONSTRUCTIONTYPE | Overhead | _AGDevice_HIGHSIDECONFIGURATION | OY |  |  | fme_feature_type | ASSETGROUP | ASSETTYPE | ASSETGROUPDESC | ASSETTYPEDESC | NOMINALVOLTAGE | _UNFEATURECLASS | _domainNetworkName | ASSOCIATION_TYPE | agv1 | atv1
Electric | ElectricDevice | 15 | Transformer | 525 | Overhead Step Single Phase | 38 | Medium Voltage Transformer | 786 | Overhead Step Single Phase |  | TransformerUnit | _AGDevice_SUBTYPECD | 8 | _AGDevice_PHASEDESIGNATION | 6 | _AGDevice_CONSTRUCTIONTYPE | Overhead | _AGDevice_HIGHSIDECONFIGURATION | LG |  |  | fme_feature_type | ASSETGROUP | ASSETTYPE | ASSETGROUPDESC | ASSETTYPEDESC | NOMINALVOLTAGE | _UNFEATURECLASS | _domainNetworkName | ASSOCIATION_TYPE | agv1 | atv1
Electric | ElectricDevice | 15 | Transformer | 525 | Overhead Step Single Phase | 38 | Medium Voltage Transformer | 786 | Overhead Step Single Phase |  | TransformerUnit | _AGDevice_SUBTYPECD | 8 | _AGDevice_PHASEDESIGNATION | 7 | _AGDevice_CONSTRUCTIONTYPE | Overhead | _AGDevice_HIGHSIDECONFIGURATION | Y |  |  | fme_feature_type | ASSETGROUP | ASSETTYPE | ASSETGROUPDESC | ASSETTYPEDESC | NOMINALVOLTAGE | _UNFEATURECLASS | _domainNetworkName | ASSOCIATION_TYPE | agv1 | atv1
Electric | ElectricDevice | 15 | Transformer | 525 | Overhead Step Single Phase | 38 | Medium Voltage Transformer | 786 | Overhead Step Single Phase |  | TransformerUnit | _AGDevice_SUBTYPECD | 8 | _AGDevice_PHASEDESIGNATION | 7 | _AGDevice_CONSTRUCTIONTYPE | Overhead | _AGDevice_HIGHSIDECONFIGURATION | OY |  |  | fme_feature_type | ASSETGROUP | ASSETTYPE | ASSETGROUPDESC | ASSETTYPEDESC | NOMINALVOLTAGE | _UNFEATURECLASS | _domainNetworkName | ASSOCIATION_TYPE | agv1 | atv1
Electric | ElectricDevice | 15 | Transformer | 525 | Overhead Step Single Phase | 38 | Medium Voltage Transformer | 786 | Overhead Step Single Phase |  | TransformerUnit | _AGDevice_SUBTYPECD | 8 | _AGDevice_PHASEDESIGNATION | 7 | _AGDevice_CONSTRUCTIONTYPE | Overhead | _AGDevice_HIGHSIDECONFIGURATION | LG |  |  | fme_feature_type | ASSETGROUP | ASSETTYPE | ASSETGROUPDESC | ASSETTYPEDESC | NOMINALVOLTAGE | _UNFEATURECLASS | _domainNetworkName | ASSOCIATION_TYPE | agv1 | atv1
Electric | ElectricDevice | 15 | Transformer | 526 | Overhead Step Three Phase | 38 | Medium Voltage Transformer | 787 | Overhead Step Three Phase | [12 empty] | fme_feature_type | ASSETGROUP | ASSETTYPE | ASSETGROUPDESC | ASSETTYPEDESC | NOMINALVOLTAGE | _UNFEATURECLASS | _domainNetworkName | ASSOCIATION_TYPE | agv1 | atv1
Electric | ElectricDevice | 15 | Transformer | 527 | Overhead Three Phase | 38 | Medium Voltage Transformer | 788 | Overhead Three Phase | [12 empty] | fme_feature_type | ASSETGROUP | ASSETTYPE | ASSETGROUPDESC | ASSETTYPEDESC | NOMINALVOLTAGE | _UNFEATURECLASS | _domainNetworkName | ASSOCIATION_TYPE | agv1 | atv1
Electric | ElectricDevice | 15 | Transformer | 528 | Pad Mounted Single Phase | 38 | Medium Voltage Transformer | 789 | Pad Mounted Single Phase |  | TransformerUnit | _AGDevice_SUBTYPECD | 3 | _AGDevice_PHASEDESIGNATION | 1 | [6 empty] | fme_feature_type | ASSETGROUP | ASSETTYPE | ASSETGROUPDESC | ASSETTYPEDESC | NOMINALVOLTAGE | _UNFEATURECLASS | _domainNetworkName | ASSOCIATION_TYPE | agv1 | atv1
Electric | ElectricDevice | 15 | Transformer | 528 | Pad Mounted Single Phase | 38 | Medium Voltage Transformer | 789 | Pad Mounted Single Phase |  | TransformerUnit | _AGDevice_SUBTYPECD | 3 | _AGDevice_PHASEDESIGNATION | 2 | [6 empty] | fme_feature_type | ASSETGROUP | ASSETTYPE | ASSETGROUPDESC | ASSETTYPEDESC | NOMINALVOLTAGE | _UNFEATURECLASS | _domainNetworkName | ASSOCIATION_TYPE | agv1 | atv1
Electric | ElectricDevice | 15 | Transformer | 528 | Pad Mounted Single Phase | 38 | Medium Voltage Transformer | 789 | Pad Mounted Single Phase |  | TransformerUnit | _AGDevice_SUBTYPECD | 3 | _AGDevice_PHASEDESIGNATION | 4 | [6 empty] | fme_feature_type | ASSETGROUP | ASSETTYPE | ASSETGROUPDESC | ASSETTYPEDESC | NOMINALVOLTAGE | _UNFEATURECLASS | _domainNetworkName | ASSOCIATION_TYPE | agv1 | atv1
Electric | ElectricDevice | 15 | Transformer | 528 | Pad Mounted Single Phase | 38 | Medium Voltage Transformer | 789 | Pad Mounted Single Phase |  | TransformerUnit | _AGDevice_SUBTYPECD | 3 | _AGDevice_PHASEDESIGNATION | 3 | [6 empty] | fme_feature_type | ASSETGROUP | ASSETTYPE | ASSETGROUPDESC | ASSETTYPEDESC | NOMINALVOLTAGE | _UNFEATURECLASS | _domainNetworkName | ASSOCIATION_TYPE | agv1 | atv1
Electric | ElectricDevice | 15 | Transformer | 528 | Pad Mounted Single Phase | 38 | Medium Voltage Transformer | 789 | Pad Mounted Single Phase |  | TransformerUnit | _AGDevice_SUBTYPECD | 3 | _AGDevice_PHASEDESIGNATION | 5 | [6 empty] | fme_feature_type | ASSETGROUP | ASSETTYPE | ASSETGROUPDESC | ASSETTYPEDESC | NOMINALVOLTAGE | _UNFEATURECLASS | _domainNetworkName | ASSOCIATION_TYPE | agv1 | atv1
Electric | ElectricDevice | 15 | Transformer | 528 | Pad Mounted Single Phase | 38 | Medium Voltage Transformer | 789 | Pad Mounted Single Phase |  | TransformerUnit | _AGDevice_SUBTYPECD | 3 | _AGDevice_PHASEDESIGNATION | 6 | [6 empty] | fme_feature_type | ASSETGROUP | ASSETTYPE | ASSETGROUPDESC | ASSETTYPEDESC | NOMINALVOLTAGE | _UNFEATURECLASS | _domainNetworkName | ASSOCIATION_TYPE | agv1 | atv1
Electric | ElectricDevice | 15 | Transformer | 529 | Pad Mounted Step Single Phase | 38 | Medium Voltage Transformer | 790 | Pad Mounted Step Single Phase | [12 empty] | fme_feature_type | ASSETGROUP | ASSETTYPE | ASSETGROUPDESC | ASSETTYPEDESC | NOMINALVOLTAGE | _UNFEATURECLASS | _domainNetworkName | ASSOCIATION_TYPE | agv1 | atv1
Electric | ElectricDevice | 15 | Transformer | 530 | Pad Mounted Step Three Phase | 38 | Medium Voltage Transformer | 791 | Pad Mounted Step Three Phase | [12 empty] | fme_feature_type | ASSETGROUP | ASSETTYPE | ASSETGROUPDESC | ASSETTYPEDESC | NOMINALVOLTAGE | _UNFEATURECLASS | _domainNetworkName | ASSOCIATION_TYPE | agv1 | atv1
Electric | ElectricDevice | 15 | Transformer | 531 | Pad Mounted Three Phase | 38 | Medium Voltage Transformer | 792 | Pad Mounted Three Phase |  | TransformerUnit | _AGDevice_SUBTYPECD | 7 | _AGDevice_PHASEDESIGNATION | 7 | _AGDevice_CONSTRUCTIONTYPE | Underground | _AGDevice_HIGHSIDECONFIGURATION | D |  |  | fme_feature_type | ASSETGROUP | ASSETTYPE | ASSETGROUPDESC | ASSETTYPEDESC | NOMINALVOLTAGE | _UNFEATURECLASS | _domainNetworkName | ASSOCIATION_TYPE | agv1 | atv1
Electric | ElectricDevice | 15 | Transformer | 531 | Pad Mounted Three Phase | 38 | Medium Voltage Transformer | 792 | Pad Mounted Three Phase |  | TransformerUnit | _AGDevice_SUBTYPECD | 7 | _AGDevice_PHASEDESIGNATION | 7 | _AGDevice_CONSTRUCTIONTYPE | Underground | _AGDevice_HIGHSIDECONFIGURATION | OD |  |  | fme_feature_type | ASSETGROUP | ASSETTYPE | ASSETGROUPDESC | ASSETTYPEDESC | NOMINALVOLTAGE | _UNFEATURECLASS | _domainNetworkName | ASSOCIATION_TYPE | agv1 | atv1
Electric | ElectricDevice | 15 | Transformer | 531 | Pad Mounted Three Phase | 38 | Medium Voltage Transformer | 792 | Pad Mounted Three Phase |  | TransformerUnit | _AGDevice_SUBTYPECD | 7 | _AGDevice_PHASEDESIGNATION | 7 | _AGDevice_CONSTRUCTIONTYPE | Underground | _AGDevice_HIGHSIDECONFIGURATION | LL |  |  | fme_feature_type | ASSETGROUP | ASSETTYPE | ASSETGROUPDESC | ASSETTYPEDESC | NOMINALVOLTAGE | _UNFEATURECLASS | _domainNetworkName | ASSOCIATION_TYPE | agv1 | atv1
Electric | ElectricDevice | 15 | Transformer | 531 | Pad Mounted Three Phase | 38 | Medium Voltage Transformer | 792 | Pad Mounted Three Phase |  | TransformerUnit | _AGDevice_SUBTYPECD | 7 | _AGDevice_PHASEDESIGNATION | 7 | _AGDevice_CONSTRUCTIONTYPE | Underground | _AGDevice_HIGHSIDECONFIGURATION | Y |  |  | fme_feature_type | ASSETGROUP | ASSETTYPE | ASSETGROUPDESC | ASSETTYPEDESC | NOMINALVOLTAGE | _UNFEATURECLASS | _domainNetworkName | ASSOCIATION_TYPE | agv1 | atv1
Electric | ElectricDevice | 15 | Transformer | 531 | Pad Mounted Three Phase | 38 | Medium Voltage Transformer | 792 | Pad Mounted Three Phase |  | TransformerUnit | _AGDevice_SUBTYPECD | 7 | _AGDevice_PHASEDESIGNATION | 7 | _AGDevice_CONSTRUCTIONTYPE | Underground | _AGDevice_HIGHSIDECONFIGURATION | OY |  |  | fme_feature_type | ASSETGROUP | ASSETTYPE | ASSETGROUPDESC | ASSETTYPEDESC | NOMINALVOLTAGE | _UNFEATURECLASS | _domainNetworkName | ASSOCIATION_TYPE | agv1 | atv1
Electric | ElectricDevice | 15 | Transformer | 531 | Pad Mounted Three Phase | 38 | Medium Voltage Transformer | 792 | Pad Mounted Three Phase |  | TransformerUnit | _AGDevice_SUBTYPECD | 7 | _AGDevice_PHASEDESIGNATION | 7 | _AGDevice_CONSTRUCTIONTYPE | Underground | _AGDevice_HIGHSIDECONFIGURATION | LG |  |  | fme_feature_type | ASSETGROUP | ASSETTYPE | ASSETGROUPDESC | ASSETTYPEDESC | NOMINALVOLTAGE | _UNFEATURECLASS | _domainNetworkName | ASSOCIATION_TYPE | agv1 | atv1
Electric | ElectricDevice | 15 | Transformer | 534 | Submersible Single Phase | 38 | Medium Voltage Transformer | 793 | Subsurface Single Phase | [12 empty] | fme_feature_type | ASSETGROUP | ASSETTYPE | ASSETGROUPDESC | ASSETTYPEDESC | NOMINALVOLTAGE | _UNFEATURECLASS | _domainNetworkName | ASSOCIATION_TYPE | agv1 | atv1
Electric | ElectricDevice | 15 | Transformer | 535 | Submersible Three Phase | 38 | Medium Voltage Transformer | 794 | Subsurface Three Phase | [12 empty] | fme_feature_type | ASSETGROUP | ASSETTYPE | ASSETGROUPDESC | ASSETTYPEDESC | NOMINALVOLTAGE | _UNFEATURECLASS | _domainNetworkName | ASSOCIATION_TYPE | agv1 | atv1
Electric | ElectricDevice | 15 | Transformer | 536 | Pad Mounted Single Phase Delta | 38 | Medium Voltage Transformer | 785 | Pad Mounted Single Phase | [12 empty] | fme_feature_type | ASSETGROUP | ASSETTYPE | ASSETGROUPDESC | ASSETTYPEDESC | NOMINALVOLTAGE | _UNFEATURECLASS | _domainNetworkName | ASSOCIATION_TYPE | agv1 | atv1
Electric | ElectricDevice | 15 | Transformer | 537 | Pad Mounted Single Phase Wye | 38 | Medium Voltage Transformer | 785 | Pad Mounted Single Phase | [12 empty] | fme_feature_type | ASSETGROUP | ASSETTYPE | ASSETGROUPDESC | ASSETTYPEDESC | NOMINALVOLTAGE | _UNFEATURECLASS | _domainNetworkName | ASSOCIATION_TYPE | agv1 | atv1
Electric | ElectricDevice | 15 | Transformer | 532 | Power Single Phase | 38 | Medium Voltage Transformer | 532 | Power Single Phase | [12 empty] | fme_feature_type | ASSETGROUP | ASSETTYPE | ASSETGROUPDESC | ASSETTYPEDESC | NOMINALVOLTAGE | _UNFEATURECLASS | _domainNetworkName | ASSOCIATION_TYPE | agv1 | atv1
Electric | ElectricDevice | 15 | Transformer | 533 | Power Three Phase | 38 | Medium Voltage Transformer | 533 | Power Three Phase | [12 empty] | fme_feature_type | ASSETGROUP | ASSETTYPE | ASSETGROUPDESC | ASSETTYPEDESC | NOMINALVOLTAGE | _UNFEATURECLASS | _domainNetworkName | ASSOCIATION_TYPE | agv1 | atv1
Electric | ElectricDevice | 15 | Transformer | 538 | Pad Mounted Step Single Phase Delta | 38 | Medium Voltage Transformer | 790 | Pad Mounted Step Single Phase |  | TransformerUnit | _AGDevice_SUBTYPECD | 8 | _AGDevice_PHASEDESIGNATION | 1 | _AGDevice_CONSTRUCTIONTYPE | Underground | _AGDevice_HIGHSIDECONFIGURATION | D |  |  | fme_feature_type | ASSETGROUP | ASSETTYPE | ASSETGROUPDESC | ASSETTYPEDESC | NOMINALVOLTAGE | _UNFEATURECLASS | _domainNetworkName | ASSOCIATION_TYPE | agv1 | atv1
Electric | ElectricDevice | 15 | Transformer | 538 | Pad Mounted Step Single Phase Delta | 38 | Medium Voltage Transformer | 790 | Pad Mounted Step Single Phase |  | TransformerUnit | _AGDevice_SUBTYPECD | 8 | _AGDevice_PHASEDESIGNATION | 1 | _AGDevice_CONSTRUCTIONTYPE | Underground | _AGDevice_HIGHSIDECONFIGURATION | OD |  |  | fme_feature_type | ASSETGROUP | ASSETTYPE | ASSETGROUPDESC | ASSETTYPEDESC | NOMINALVOLTAGE | _UNFEATURECLASS | _domainNetworkName | ASSOCIATION_TYPE | agv1 | atv1
Electric | ElectricDevice | 15 | Transformer | 538 | Pad Mounted Step Single Phase Delta | 38 | Medium Voltage Transformer | 790 | Pad Mounted Step Single Phase |  | TransformerUnit | _AGDevice_SUBTYPECD | 8 | _AGDevice_PHASEDESIGNATION | 1 | _AGDevice_CONSTRUCTIONTYPE | Underground | _AGDevice_HIGHSIDECONFIGURATION | LL |  |  | fme_feature_type | ASSETGROUP | ASSETTYPE | ASSETGROUPDESC | ASSETTYPEDESC | NOMINALVOLTAGE | _UNFEATURECLASS | _domainNetworkName | ASSOCIATION_TYPE | agv1 | atv1
Electric | ElectricDevice | 15 | Transformer | 538 | Pad Mounted Step Single Phase Delta | 38 | Medium Voltage Transformer | 790 | Pad Mounted Step Single Phase |  | TransformerUnit | _AGDevice_SUBTYPECD | 8 | _AGDevice_PHASEDESIGNATION | 2 | _AGDevice_CONSTRUCTIONTYPE | Underground | _AGDevice_HIGHSIDECONFIGURATION | D |  |  | fme_feature_type | ASSETGROUP | ASSETTYPE | ASSETGROUPDESC | ASSETTYPEDESC | NOMINALVOLTAGE | _UNFEATURECLASS | _domainNetworkName | ASSOCIATION_TYPE | agv1 | atv1
Electric | ElectricDevice | 15 | Transformer | 538 | Pad Mounted Step Single Phase Delta | 38 | Medium Voltage Transformer | 790 | Pad Mounted Step Single Phase |  | TransformerUnit | _AGDevice_SUBTYPECD | 8 | _AGDevice_PHASEDESIGNATION | 2 | _AGDevice_CONSTRUCTIONTYPE | Underground | _AGDevice_HIGHSIDECONFIGURATION | OD |  |  | fme_feature_type | ASSETGROUP | ASSETTYPE | ASSETGROUPDESC | ASSETTYPEDESC | NOMINALVOLTAGE | _UNFEATURECLASS | _domainNetworkName | ASSOCIATION_TYPE | agv1 | atv1
Electric | ElectricDevice | 15 | Transformer | 538 | Pad Mounted Step Single Phase Delta | 38 | Medium Voltage Transformer | 790 | Pad Mounted Step Single Phase |  | TransformerUnit | _AGDevice_SUBTYPECD | 8 | _AGDevice_PHASEDESIGNATION | 2 | _AGDevice_CONSTRUCTIONTYPE | Underground | _AGDevice_HIGHSIDECONFIGURATION | LL |  |  | fme_feature_type | ASSETGROUP | ASSETTYPE | ASSETGROUPDESC | ASSETTYPEDESC | NOMINALVOLTAGE | _UNFEATURECLASS | _domainNetworkName | ASSOCIATION_TYPE | agv1 | atv1
Electric | ElectricDevice | 15 | Transformer | 538 | Pad Mounted Step Single Phase Delta | 38 | Medium Voltage Transformer | 790 | Pad Mounted Step Single Phase |  | TransformerUnit | _AGDevice_SUBTYPECD | 8 | _AGDevice_PHASEDESIGNATION | 4 | _AGDevice_CONSTRUCTIONTYPE | Underground | _AGDevice_HIGHSIDECONFIGURATION | D |  |  | fme_feature_type | ASSETGROUP | ASSETTYPE | ASSETGROUPDESC | ASSETTYPEDESC | NOMINALVOLTAGE | _UNFEATURECLASS | _domainNetworkName | ASSOCIATION_TYPE | agv1 | atv1
Electric | ElectricDevice | 15 | Transformer | 538 | Pad Mounted Step Single Phase Delta | 38 | Medium Voltage Transformer | 790 | Pad Mounted Step Single Phase |  | TransformerUnit | _AGDevice_SUBTYPECD | 8 | _AGDevice_PHASEDESIGNATION | 4 | _AGDevice_CONSTRUCTIONTYPE | Underground | _AGDevice_HIGHSIDECONFIGURATION | OD |  |  | fme_feature_type | ASSETGROUP | ASSETTYPE | ASSETGROUPDESC | ASSETTYPEDESC | NOMINALVOLTAGE | _UNFEATURECLASS | _domainNetworkName | ASSOCIATION_TYPE | agv1 | atv1
Electric | ElectricDevice | 15 | Transformer | 538 | Pad Mounted Step Single Phase Delta | 38 | Medium Voltage Transformer | 790 | Pad Mounted Step Single Phase |  | TransformerUnit | _AGDevice_SUBTYPECD | 8 | _AGDevice_PHASEDESIGNATION | 4 | _AGDevice_CONSTRUCTIONTYPE | Underground | _AGDevice_HIGHSIDECONFIGURATION | LL |  |  | fme_feature_type | ASSETGROUP | ASSETTYPE | ASSETGROUPDESC | ASSETTYPEDESC | NOMINALVOLTAGE | _UNFEATURECLASS | _domainNetworkName | ASSOCIATION_TYPE | agv1 | atv1
Electric | ElectricDevice | 15 | Transformer | 538 | Pad Mounted Step Single Phase Delta | 38 | Medium Voltage Transformer | 790 | Pad Mounted Step Single Phase |  | TransformerUnit | _AGDevice_SUBTYPECD | 8 | _AGDevice_PHASEDESIGNATION | 3 | _AGDevice_CONSTRUCTIONTYPE | Underground | _AGDevice_HIGHSIDECONFIGURATION | D |  |  | fme_feature_type | ASSETGROUP | ASSETTYPE | ASSETGROUPDESC | ASSETTYPEDESC | NOMINALVOLTAGE | _UNFEATURECLASS | _domainNetworkName | ASSOCIATION_TYPE | agv1 | atv1
Electric | ElectricDevice | 15 | Transformer | 538 | Pad Mounted Step Single Phase Delta | 38 | Medium Voltage Transformer | 790 | Pad Mounted Step Single Phase |  | TransformerUnit | _AGDevice_SUBTYPECD | 8 | _AGDevice_PHASEDESIGNATION | 3 | _AGDevice_CONSTRUCTIONTYPE | Underground | _AGDevice_HIGHSIDECONFIGURATION | OD |  |  | fme_feature_type | ASSETGROUP | ASSETTYPE | ASSETGROUPDESC | ASSETTYPEDESC | NOMINALVOLTAGE | _UNFEATURECLASS | _domainNetworkName | ASSOCIATION_TYPE | agv1 | atv1
Electric | ElectricDevice | 15 | Transformer | 538 | Pad Mounted Step Single Phase Delta | 38 | Medium Voltage Transformer | 790 | Pad Mounted Step Single Phase |  | TransformerUnit | _AGDevice_SUBTYPECD | 8 | _AGDevice_PHASEDESIGNATION | 3 | _AGDevice_CONSTRUCTIONTYPE | Underground | _AGDevice_HIGHSIDECONFIGURATION | LL |  |  | fme_feature_type | ASSETGROUP | ASSETTYPE | ASSETGROUPDESC | ASSETTYPEDESC | NOMINALVOLTAGE | _UNFEATURECLASS | _domainNetworkName | ASSOCIATION_TYPE | agv1 | atv1
Electric | ElectricDevice | 15 | Transformer | 538 | Pad Mounted Step Single Phase Delta | 38 | Medium Voltage Transformer | 790 | Pad Mounted Step Single Phase |  | TransformerUnit | _AGDevice_SUBTYPECD | 8 | _AGDevice_PHASEDESIGNATION | 5 | _AGDevice_CONSTRUCTIONTYPE | Underground | _AGDevice_HIGHSIDECONFIGURATION | D |  |  | fme_feature_type | ASSETGROUP | ASSETTYPE | ASSETGROUPDESC | ASSETTYPEDESC | NOMINALVOLTAGE | _UNFEATURECLASS | _domainNetworkName | ASSOCIATION_TYPE | agv1 | atv1
Electric | ElectricDevice | 15 | Transformer | 538 | Pad Mounted Step Single Phase Delta | 38 | Medium Voltage Transformer | 790 | Pad Mounted Step Single Phase |  | TransformerUnit | _AGDevice_SUBTYPECD | 8 | _AGDevice_PHASEDESIGNATION | 5 | _AGDevice_CONSTRUCTIONTYPE | Underground | _AGDevice_HIGHSIDECONFIGURATION | OD |  |  | fme_feature_type | ASSETGROUP | ASSETTYPE | ASSETGROUPDESC | ASSETTYPEDESC | NOMINALVOLTAGE | _UNFEATURECLASS | _domainNetworkName | ASSOCIATION_TYPE | agv1 | atv1
Electric | ElectricDevice | 15 | Transformer | 538 | Pad Mounted Step Single Phase Delta | 38 | Medium Voltage Transformer | 790 | Pad Mounted Step Single Phase |  | TransformerUnit | _AGDevice_SUBTYPECD | 8 | _AGDevice_PHASEDESIGNATION | 5 | _AGDevice_CONSTRUCTIONTYPE | Underground | _AGDevice_HIGHSIDECONFIGURATION | LL |  |  | fme_feature_type | ASSETGROUP | ASSETTYPE | ASSETGROUPDESC | ASSETTYPEDESC | NOMINALVOLTAGE | _UNFEATURECLASS | _domainNetworkName | ASSOCIATION_TYPE | agv1 | atv1
Electric | ElectricDevice | 15 | Transformer | 538 | Pad Mounted Step Single Phase Delta | 38 | Medium Voltage Transformer | 790 | Pad Mounted Step Single Phase |  | TransformerUnit | _AGDevice_SUBTYPECD | 8 | _AGDevice_PHASEDESIGNATION | 6 | _AGDevice_CONSTRUCTIONTYPE | Underground | _AGDevice_HIGHSIDECONFIGURATION | D |  |  | fme_feature_type | ASSETGROUP | ASSETTYPE | ASSETGROUPDESC | ASSETTYPEDESC | NOMINALVOLTAGE | _UNFEATURECLASS | _domainNetworkName | ASSOCIATION_TYPE | agv1 | atv1
Electric | ElectricDevice | 15 | Transformer | 538 | Pad Mounted Step Single Phase Delta | 38 | Medium Voltage Transformer | 790 | Pad Mounted Step Single Phase |  | TransformerUnit | _AGDevice_SUBTYPECD | 8 | _AGDevice_PHASEDESIGNATION | 6 | _AGDevice_CONSTRUCTIONTYPE | Underground | _AGDevice_HIGHSIDECONFIGURATION | OD |  |  | fme_feature_type | ASSETGROUP | ASSETTYPE | ASSETGROUPDESC | ASSETTYPEDESC | NOMINALVOLTAGE | _UNFEATURECLASS | _domainNetworkName | ASSOCIATION_TYPE | agv1 | atv1
Electric | ElectricDevice | 15 | Transformer | 538 | Pad Mounted Step Single Phase Delta | 38 | Medium Voltage Transformer | 790 | Pad Mounted Step Single Phase |  | TransformerUnit | _AGDevice_SUBTYPECD | 8 | _AGDevice_PHASEDESIGNATION | 6 | _AGDevice_CONSTRUCTIONTYPE | Underground | _AGDevice_HIGHSIDECONFIGURATION | LL |  |  | fme_feature_type | ASSETGROUP | ASSETTYPE | ASSETGROUPDESC | ASSETTYPEDESC | NOMINALVOLTAGE | _UNFEATURECLASS | _domainNetworkName | ASSOCIATION_TYPE | agv1 | atv1
Electric | ElectricDevice | 15 | Transformer | 539 | Pad Mounted Step Three Phase Delta | 38 | Medium Voltage Transformer | 791 | Pad Mounted Step Three Phase |  | TransformerUnit | _AGDevice_SUBTYPECD | 8 | _AGDevice_PHASEDESIGNATION | 7 | _AGDevice_CONSTRUCTIONTYPE | Underground | _AGDevice_HIGHSIDECONFIGURATION | D |  |  | fme_feature_type | ASSETGROUP | ASSETTYPE | ASSETGROUPDESC | ASSETTYPEDESC | NOMINALVOLTAGE | _UNFEATURECLASS | _domainNetworkName | ASSOCIATION_TYPE | agv1 | atv1
Electric | ElectricDevice | 15 | Transformer | 539 | Pad Mounted Step Three Phase Delta | 38 | Medium Voltage Transformer | 791 | Pad Mounted Step Three Phase |  | TransformerUnit | _AGDevice_SUBTYPECD | 8 | _AGDevice_PHASEDESIGNATION | 7 | _AGDevice_CONSTRUCTIONTYPE | Underground | _AGDevice_HIGHSIDECONFIGURATION | OD |  |  | fme_feature_type | ASSETGROUP | ASSETTYPE | ASSETGROUPDESC | ASSETTYPEDESC | NOMINALVOLTAGE | _UNFEATURECLASS | _domainNetworkName | ASSOCIATION_TYPE | agv1 | atv1
Electric | ElectricDevice | 15 | Transformer | 539 | Pad Mounted Step Three Phase Delta | 38 | Medium Voltage Transformer | 791 | Pad Mounted Step Three Phase |  | TransformerUnit | _AGDevice_SUBTYPECD | 8 | _AGDevice_PHASEDESIGNATION | 7 | _AGDevice_CONSTRUCTIONTYPE | Underground | _AGDevice_HIGHSIDECONFIGURATION | LL |  |  | fme_feature_type | ASSETGROUP | ASSETTYPE | ASSETGROUPDESC | ASSETTYPEDESC | NOMINALVOLTAGE | _UNFEATURECLASS | _domainNetworkName | ASSOCIATION_TYPE | agv1 | atv1
Electric | ElectricDevice | 15 | Transformer | 540 | Pad Mounted Step Single Phase Wye | 38 | Medium Voltage Transformer | 790 | Pad Mounted Step Single Phase |  | TransformerUnit | _AGDevice_SUBTYPECD | 8 | _AGDevice_PHASEDESIGNATION | 1 | _AGDevice_CONSTRUCTIONTYPE | Underground | _AGDevice_HIGHSIDECONFIGURATION | Y |  |  | fme_feature_type | ASSETGROUP | ASSETTYPE | ASSETGROUPDESC | ASSETTYPEDESC | NOMINALVOLTAGE | _UNFEATURECLASS | _domainNetworkName | ASSOCIATION_TYPE | agv1 | atv1
Electric | ElectricDevice | 15 | Transformer | 540 | Pad Mounted Step Single Phase Wye | 38 | Medium Voltage Transformer | 790 | Pad Mounted Step Single Phase |  | TransformerUnit | _AGDevice_SUBTYPECD | 8 | _AGDevice_PHASEDESIGNATION | 1 | _AGDevice_CONSTRUCTIONTYPE | Underground | _AGDevice_HIGHSIDECONFIGURATION | OY |  |  | fme_feature_type | ASSETGROUP | ASSETTYPE | ASSETGROUPDESC | ASSETTYPEDESC | NOMINALVOLTAGE | _UNFEATURECLASS | _domainNetworkName | ASSOCIATION_TYPE | agv1 | atv1
Electric | ElectricDevice | 15 | Transformer | 540 | Pad Mounted Step Single Phase Wye | 38 | Medium Voltage Transformer | 790 | Pad Mounted Step Single Phase |  | TransformerUnit | _AGDevice_SUBTYPECD | 8 | _AGDevice_PHASEDESIGNATION | 1 | _AGDevice_CONSTRUCTIONTYPE | Underground | _AGDevice_HIGHSIDECONFIGURATION | LG |  |  | fme_feature_type | ASSETGROUP | ASSETTYPE | ASSETGROUPDESC | ASSETTYPEDESC | NOMINALVOLTAGE | _UNFEATURECLASS | _domainNetworkName | ASSOCIATION_TYPE | agv1 | atv1
Electric | ElectricDevice | 15 | Transformer | 540 | Pad Mounted Step Single Phase Wye | 38 | Medium Voltage Transformer | 790 | Pad Mounted Step Single Phase |  | TransformerUnit | _AGDevice_SUBTYPECD | 8 | _AGDevice_PHASEDESIGNATION | 2 | _AGDevice_CONSTRUCTIONTYPE | Underground | _AGDevice_HIGHSIDECONFIGURATION | Y |  |  | fme_feature_type | ASSETGROUP | ASSETTYPE | ASSETGROUPDESC | ASSETTYPEDESC | NOMINALVOLTAGE | _UNFEATURECLASS | _domainNetworkName | ASSOCIATION_TYPE | agv1 | atv1
Electric | ElectricDevice | 15 | Transformer | 540 | Pad Mounted Step Single Phase Wye | 38 | Medium Voltage Transformer | 790 | Pad Mounted Step Single Phase |  | TransformerUnit | _AGDevice_SUBTYPECD | 8 | _AGDevice_PHASEDESIGNATION | 2 | _AGDevice_CONSTRUCTIONTYPE | Underground | _AGDevice_HIGHSIDECONFIGURATION | OY |  |  | fme_feature_type | ASSETGROUP | ASSETTYPE | ASSETGROUPDESC | ASSETTYPEDESC | NOMINALVOLTAGE | _UNFEATURECLASS | _domainNetworkName | ASSOCIATION_TYPE | agv1 | atv1
Electric | ElectricDevice | 15 | Transformer | 540 | Pad Mounted Step Single Phase Wye | 38 | Medium Voltage Transformer | 790 | Pad Mounted Step Single Phase |  | TransformerUnit | _AGDevice_SUBTYPECD | 8 | _AGDevice_PHASEDESIGNATION | 2 | _AGDevice_CONSTRUCTIONTYPE | Underground | _AGDevice_HIGHSIDECONFIGURATION | LG |  |  | fme_feature_type | ASSETGROUP | ASSETTYPE | ASSETGROUPDESC | ASSETTYPEDESC | NOMINALVOLTAGE | _UNFEATURECLASS | _domainNetworkName | ASSOCIATION_TYPE | agv1 | atv1
Electric | ElectricDevice | 15 | Transformer | 540 | Pad Mounted Step Single Phase Wye | 38 | Medium Voltage Transformer | 790 | Pad Mounted Step Single Phase |  | TransformerUnit | _AGDevice_SUBTYPECD | 8 | _AGDevice_PHASEDESIGNATION | 4 | _AGDevice_CONSTRUCTIONTYPE | Underground | _AGDevice_HIGHSIDECONFIGURATION | Y |  |  | fme_feature_type | ASSETGROUP | ASSETTYPE | ASSETGROUPDESC | ASSETTYPEDESC | NOMINALVOLTAGE | _UNFEATURECLASS | _domainNetworkName | ASSOCIATION_TYPE | agv1 | atv1
Electric | ElectricDevice | 15 | Transformer | 540 | Pad Mounted Step Single Phase Wye | 38 | Medium Voltage Transformer | 790 | Pad Mounted Step Single Phase |  | TransformerUnit | _AGDevice_SUBTYPECD | 8 | _AGDevice_PHASEDESIGNATION | 4 | _AGDevice_CONSTRUCTIONTYPE | Underground | _AGDevice_HIGHSIDECONFIGURATION | OY |  |  | fme_feature_type | ASSETGROUP | ASSETTYPE | ASSETGROUPDESC | ASSETTYPEDESC | NOMINALVOLTAGE | _UNFEATURECLASS | _domainNetworkName | ASSOCIATION_TYPE | agv1 | atv1
Electric | ElectricDevice | 15 | Transformer | 540 | Pad Mounted Step Single Phase Wye | 38 | Medium Voltage Transformer | 790 | Pad Mounted Step Single Phase |  | TransformerUnit | _AGDevice_SUBTYPECD | 8 | _AGDevice_PHASEDESIGNATION | 4 | _AGDevice_CONSTRUCTIONTYPE | Underground | _AGDevice_HIGHSIDECONFIGURATION | LG |  |  | fme_feature_type | ASSETGROUP | ASSETTYPE | ASSETGROUPDESC | ASSETTYPEDESC | NOMINALVOLTAGE | _UNFEATURECLASS | _domainNetworkName | ASSOCIATION_TYPE | agv1 | atv1
Electric | ElectricDevice | 15 | Transformer | 540 | Pad Mounted Step Single Phase Wye | 38 | Medium Voltage Transformer | 790 | Pad Mounted Step Single Phase |  | TransformerUnit | _AGDevice_SUBTYPECD | 8 | _AGDevice_PHASEDESIGNATION | 3 | _AGDevice_CONSTRUCTIONTYPE | Underground | _AGDevice_HIGHSIDECONFIGURATION | Y |  |  | fme_feature_type | ASSETGROUP | ASSETTYPE | ASSETGROUPDESC | ASSETTYPEDESC | NOMINALVOLTAGE | _UNFEATURECLASS | _domainNetworkName | ASSOCIATION_TYPE | agv1 | atv1
Electric | ElectricDevice | 15 | Transformer | 540 | Pad Mounted Step Single Phase Wye | 38 | Medium Voltage Transformer | 790 | Pad Mounted Step Single Phase |  | TransformerUnit | _AGDevice_SUBTYPECD | 8 | _AGDevice_PHASEDESIGNATION | 3 | _AGDevice_CONSTRUCTIONTYPE | Underground | _AGDevice_HIGHSIDECONFIGURATION | OY |  |  | fme_feature_type | ASSETGROUP | ASSETTYPE | ASSETGROUPDESC | ASSETTYPEDESC | NOMINALVOLTAGE | _UNFEATURECLASS | _domainNetworkName | ASSOCIATION_TYPE | agv1 | atv1
Electric | ElectricDevice | 15 | Transformer | 540 | Pad Mounted Step Single Phase Wye | 38 | Medium Voltage Transformer | 790 | Pad Mounted Step Single Phase |  | TransformerUnit | _AGDevice_SUBTYPECD | 8 | _AGDevice_PHASEDESIGNATION | 3 | _AGDevice_CONSTRUCTIONTYPE | Underground | _AGDevice_HIGHSIDECONFIGURATION | LG |  |  | fme_feature_type | ASSETGROUP | ASSETTYPE | ASSETGROUPDESC | ASSETTYPEDESC | NOMINALVOLTAGE | _UNFEATURECLASS | _domainNetworkName | ASSOCIATION_TYPE | agv1 | atv1
Electric | ElectricDevice | 15 | Transformer | 540 | Pad Mounted Step Single Phase Wye | 38 | Medium Voltage Transformer | 790 | Pad Mounted Step Single Phase |  | TransformerUnit | _AGDevice_SUBTYPECD | 8 | _AGDevice_PHASEDESIGNATION | 5 | _AGDevice_CONSTRUCTIONTYPE | Underground | _AGDevice_HIGHSIDECONFIGURATION | Y |  |  | fme_feature_type | ASSETGROUP | ASSETTYPE | ASSETGROUPDESC | ASSETTYPEDESC | NOMINALVOLTAGE | _UNFEATURECLASS | _domainNetworkName | ASSOCIATION_TYPE | agv1 | atv1
Electric | ElectricDevice | 15 | Transformer | 540 | Pad Mounted Step Single Phase Wye | 38 | Medium Voltage Transformer | 790 | Pad Mounted Step Single Phase |  | TransformerUnit | _AGDevice_SUBTYPECD | 8 | _AGDevice_PHASEDESIGNATION | 5 | _AGDevice_CONSTRUCTIONTYPE | Underground | _AGDevice_HIGHSIDECONFIGURATION | OY |  |  | fme_feature_type | ASSETGROUP | ASSETTYPE | ASSETGROUPDESC | ASSETTYPEDESC | NOMINALVOLTAGE | _UNFEATURECLASS | _domainNetworkName | ASSOCIATION_TYPE | agv1 | atv1
Electric | ElectricDevice | 15 | Transformer | 540 | Pad Mounted Step Single Phase Wye | 38 | Medium Voltage Transformer | 790 | Pad Mounted Step Single Phase |  | TransformerUnit | _AGDevice_SUBTYPECD | 8 | _AGDevice_PHASEDESIGNATION | 5 | _AGDevice_CONSTRUCTIONTYPE | Underground | _AGDevice_HIGHSIDECONFIGURATION | LG |  |  | fme_feature_type | ASSETGROUP | ASSETTYPE | ASSETGROUPDESC | ASSETTYPEDESC | NOMINALVOLTAGE | _UNFEATURECLASS | _domainNetworkName | ASSOCIATION_TYPE | agv1 | atv1
Electric | ElectricDevice | 15 | Transformer | 540 | Pad Mounted Step Single Phase Wye | 38 | Medium Voltage Transformer | 790 | Pad Mounted Step Single Phase |  | TransformerUnit | _AGDevice_SUBTYPECD | 8 | _AGDevice_PHASEDESIGNATION | 6 | _AGDevice_CONSTRUCTIONTYPE | Underground | _AGDevice_HIGHSIDECONFIGURATION | Y |  |  | fme_feature_type | ASSETGROUP | ASSETTYPE | ASSETGROUPDESC | ASSETTYPEDESC | NOMINALVOLTAGE | _UNFEATURECLASS | _domainNetworkName | ASSOCIATION_TYPE | agv1 | atv1
Electric | ElectricDevice | 15 | Transformer | 540 | Pad Mounted Step Single Phase Wye | 38 | Medium Voltage Transformer | 790 | Pad Mounted Step Single Phase |  | TransformerUnit | _AGDevice_SUBTYPECD | 8 | _AGDevice_PHASEDESIGNATION | 6 | _AGDevice_CONSTRUCTIONTYPE | Underground | _AGDevice_HIGHSIDECONFIGURATION | OY |  |  | fme_feature_type | ASSETGROUP | ASSETTYPE | ASSETGROUPDESC | ASSETTYPEDESC | NOMINALVOLTAGE | _UNFEATURECLASS | _domainNetworkName | ASSOCIATION_TYPE | agv1 | atv1
Electric | ElectricDevice | 15 | Transformer | 540 | Pad Mounted Step Single Phase Wye | 38 | Medium Voltage Transformer | 790 | Pad Mounted Step Single Phase |  | TransformerUnit | _AGDevice_SUBTYPECD | 8 | _AGDevice_PHASEDESIGNATION | 6 | _AGDevice_CONSTRUCTIONTYPE | Underground | _AGDevice_HIGHSIDECONFIGURATION | LG |  |  | fme_feature_type | ASSETGROUP | ASSETTYPE | ASSETGROUPDESC | ASSETTYPEDESC | NOMINALVOLTAGE | _UNFEATURECLASS | _domainNetworkName | ASSOCIATION_TYPE | agv1 | atv1
Electric | ElectricDevice | 15 | Transformer | 541 | Pad Mounted Step Three Phase Wye | 38 | Medium Voltage Transformer | 791 | Pad Mounted Step Three Phase |  | TransformerUnit | _AGDevice_SUBTYPECD | 8 | _AGDevice_PHASEDESIGNATION | 7 | _AGDevice_CONSTRUCTIONTYPE | Underground | _AGDevice_HIGHSIDECONFIGURATION | Y |  |  | fme_feature_type | ASSETGROUP | ASSETTYPE | ASSETGROUPDESC | ASSETTYPEDESC | NOMINALVOLTAGE | _UNFEATURECLASS | _domainNetworkName | ASSOCIATION_TYPE | agv1 | atv1
Electric | ElectricDevice | 15 | Transformer | 541 | Pad Mounted Step Three Phase Wye | 38 | Medium Voltage Transformer | 791 | Pad Mounted Step Three Phase |  | TransformerUnit | _AGDevice_SUBTYPECD | 8 | _AGDevice_PHASEDESIGNATION | 7 | _AGDevice_CONSTRUCTIONTYPE | Underground | _AGDevice_HIGHSIDECONFIGURATION | OY |  |  | fme_feature_type | ASSETGROUP | ASSETTYPE | ASSETGROUPDESC | ASSETTYPEDESC | NOMINALVOLTAGE | _UNFEATURECLASS | _domainNetworkName | ASSOCIATION_TYPE | agv1 | atv1
Electric | ElectricDevice | 15 | Transformer | 541 | Pad Mounted Step Three Phase Wye | 38 | Medium Voltage Transformer | 791 | Pad Mounted Step Three Phase |  | TransformerUnit | _AGDevice_SUBTYPECD | 8 | _AGDevice_PHASEDESIGNATION | 7 | _AGDevice_CONSTRUCTIONTYPE | Underground | _AGDevice_HIGHSIDECONFIGURATION | LG |  |  | fme_feature_type | ASSETGROUP | ASSETTYPE | ASSETGROUPDESC | ASSETTYPEDESC | NOMINALVOLTAGE | _UNFEATURECLASS | _domainNetworkName | ASSOCIATION_TYPE | agv1 | atv1
Electric | ElectricDevice | 16 | Voltage Regulator | 0 | Unknown | 16 | Voltage Regulator | 0 | Unknown | [12 empty] | fme_feature_type | ASSETGROUP | ASSETTYPE | ASSETGROUPDESC | ASSETTYPEDESC | NOMINALVOLTAGE | _UNFEATURECLASS | _domainNetworkName | ASSOCIATION_TYPE | agv1 | atv1
Electric | ElectricDevice | 16 | Voltage Regulator | 0 | Unknown | 16 | Voltage Regulator | 0 | Unknown | [12 empty] | fme_feature_type | ASSETGROUP | ASSETTYPE | ASSETGROUPDESC | ASSETTYPEDESC | NOMINALVOLTAGE | _UNFEATURECLASS | _domainNetworkName | ASSOCIATION_TYPE | agv1 | atv1
Electric | ElectricDevice | 16 | Voltage Regulator | 561 | Overhead Single Phase | 16 | Voltage Regulator | 681 | Overhead Single Phase | [12 empty] | fme_feature_type | ASSETGROUP | ASSETTYPE | ASSETGROUPDESC | ASSETTYPEDESC | NOMINALVOLTAGE | _UNFEATURECLASS | _domainNetworkName | ASSOCIATION_TYPE | agv1 | atv1
Electric | ElectricDevice | 16 | Voltage Regulator | 561 | Overhead Single Phase | 16 | Voltage Regulator | 561 | Overhead Single Phase | [12 empty] | fme_feature_type | ASSETGROUP | ASSETTYPE | ASSETGROUPDESC | ASSETTYPEDESC | NOMINALVOLTAGE | _UNFEATURECLASS | _domainNetworkName | ASSOCIATION_TYPE | agv1 | atv1
Electric | ElectricDevice | 16 | Voltage Regulator | 562 | Overhead Three Phase | 16 | Voltage Regulator | 683 | Overhead Three Phase | [12 empty] | fme_feature_type | ASSETGROUP | ASSETTYPE | ASSETGROUPDESC | ASSETTYPEDESC | NOMINALVOLTAGE | _UNFEATURECLASS | _domainNetworkName | ASSOCIATION_TYPE | agv1 | atv1
Electric | ElectricDevice | 16 | Voltage Regulator | 562 | Overhead Three Phase | 16 | Voltage Regulator | 562 | Overhead Three Phase | [12 empty] | fme_feature_type | ASSETGROUP | ASSETTYPE | ASSETGROUPDESC | ASSETTYPEDESC | NOMINALVOLTAGE | _UNFEATURECLASS | _domainNetworkName | ASSOCIATION_TYPE | agv1 | atv1
Electric | ElectricDevice | 16 | Voltage Regulator | 563 | Pad Mounted Single Phase | 16 | Voltage Regulator | 685 | Pad Mounted Single Phase | [12 empty] | fme_feature_type | ASSETGROUP | ASSETTYPE | ASSETGROUPDESC | ASSETTYPEDESC | NOMINALVOLTAGE | _UNFEATURECLASS | _domainNetworkName | ASSOCIATION_TYPE | agv1 | atv1
Electric | ElectricDevice | 16 | Voltage Regulator | 563 | Pad Mounted Single Phase | 16 | Voltage Regulator | 563 | Pad Mounted Single Phase | [12 empty] | fme_feature_type | ASSETGROUP | ASSETTYPE | ASSETGROUPDESC | ASSETTYPEDESC | NOMINALVOLTAGE | _UNFEATURECLASS | _domainNetworkName | ASSOCIATION_TYPE | agv1 | atv1
Electric | ElectricDevice | 16 | Voltage Regulator | 564 | Pad Mounted Three Phase | 16 | Voltage Regulator | 687 | Pad Mounted Three Phase | [12 empty] | fme_feature_type | ASSETGROUP | ASSETTYPE | ASSETGROUPDESC | ASSETTYPEDESC | NOMINALVOLTAGE | _UNFEATURECLASS | _domainNetworkName | ASSOCIATION_TYPE | agv1 | atv1
Electric | ElectricDevice | 16 | Voltage Regulator | 564 | Pad Mounted Three Phase | 16 | Voltage Regulator | 564 | Pad Mounted Three Phase | [12 empty] | fme_feature_type | ASSETGROUP | ASSETTYPE | ASSETGROUPDESC | ASSETTYPEDESC | NOMINALVOLTAGE | _UNFEATURECLASS | _domainNetworkName | ASSOCIATION_TYPE | agv1 | atv1
Electric | ElectricJunction | 1 | Connection Point | 0 | Unknown | 0 | Unknown | 0 | Unknown | [12 empty] | fme_feature_type | ASSETGROUP | ASSETTYPE | ASSETGROUPDESC | ASSETTYPEDESC | NOMINALVOLTAGE | _UNFEATURECLASS | _domainNetworkName | ASSOCIATION_TYPE | agv1 | atv1
Electric | ElectricJunction | 1 | Connection Point |  |  | 1 | High Voltage Attachment | [14 empty] | fme_feature_type | ASSETGROUP | ASSETTYPE | ASSETGROUPDESC | ASSETTYPEDESC | NOMINALVOLTAGE | _UNFEATURECLASS | _domainNetworkName | ASSOCIATION_TYPE | agv2 | atv2
Electric | ElectricJunction | 1 | Connection Point |  |  | 2 | High Voltage Connection Point | [14 empty] | fme_feature_type | ASSETGROUP | ASSETTYPE | ASSETGROUPDESC | ASSETTYPEDESC | NOMINALVOLTAGE | _UNFEATURECLASS | _domainNetworkName | ASSOCIATION_TYPE | agv3 | atv3
Electric | ElectricJunction | 1 | Connection Point |  |  | 3 | High Voltage Line End | [14 empty] | fme_feature_type | ASSETGROUP | ASSETTYPE | ASSETGROUPDESC | ASSETTYPEDESC | NOMINALVOLTAGE | _UNFEATURECLASS | _domainNetworkName | ASSOCIATION_TYPE | agv4 | atv4
Electric | ElectricJunction | 1 | Connection Point |  |  | 4 | Low Voltage Attachment | 0 | Unknown | [12 empty] | fme_feature_type | ASSETGROUP | ASSETTYPE | ASSETGROUPDESC | ASSETTYPEDESC | NOMINALVOLTAGE | _UNFEATURECLASS | _domainNetworkName | ASSOCIATION_TYPE | agv5 | atv5
Electric | ElectricJunction | 1 | Connection Point |  |  | 4 | Low Voltage Attachment | 60 | Overhead | [12 empty] | fme_feature_type | ASSETGROUP | ASSETTYPE | ASSETGROUPDESC | ASSETTYPEDESC | NOMINALVOLTAGE | _UNFEATURECLASS | _domainNetworkName | ASSOCIATION_TYPE | agv5 | atv5
Electric | ElectricJunction | 1 | Connection Point |  |  | 4 | Low Voltage Attachment | 61 | Underground | [12 empty] | fme_feature_type | ASSETGROUP | ASSETTYPE | ASSETGROUPDESC | ASSETTYPEDESC | NOMINALVOLTAGE | _UNFEATURECLASS | _domainNetworkName | ASSOCIATION_TYPE | agv5 | atv5
Electric | ElectricJunction | 1 | Connection Point |  |  | 5 | Low Voltage Connection Point | 0 | Unknown | [12 empty] | fme_feature_type | ASSETGROUP | ASSETTYPE | ASSETGROUPDESC | ASSETTYPEDESC | NOMINALVOLTAGE | _UNFEATURECLASS | _domainNetworkName | ASSOCIATION_TYPE | agv6 | atv6
Electric | ElectricJunction | 1 | Connection Point |  |  | 5 | Low Voltage Connection Point | 81 | Overhead Splice | [12 empty] | fme_feature_type | ASSETGROUP | ASSETTYPE | ASSETGROUPDESC | ASSETTYPEDESC | NOMINALVOLTAGE | _UNFEATURECLASS | _domainNetworkName | ASSOCIATION_TYPE | agv6 | atv6
Electric | ElectricJunction | 1 | Connection Point |  |  | 5 | Low Voltage Connection Point | 82 | Overhead Tap | [12 empty] | fme_feature_type | ASSETGROUP | ASSETTYPE | ASSETGROUPDESC | ASSETTYPEDESC | NOMINALVOLTAGE | _UNFEATURECLASS | _domainNetworkName | ASSOCIATION_TYPE | agv6 | atv6
Electric | ElectricJunction | 1 | Connection Point |  |  | 5 | Low Voltage Connection Point | 83 | Underground Solid Connection | [12 empty] | fme_feature_type | ASSETGROUP | ASSETTYPE | ASSETGROUPDESC | ASSETTYPEDESC | NOMINALVOLTAGE | _UNFEATURECLASS | _domainNetworkName | ASSOCIATION_TYPE | agv6 | atv6
Electric | ElectricJunction | 1 | Connection Point |  |  | 5 | Low Voltage Connection Point | 84 | Underground Splice | [12 empty] | fme_feature_type | ASSETGROUP | ASSETTYPE | ASSETGROUPDESC | ASSETTYPEDESC | NOMINALVOLTAGE | _UNFEATURECLASS | _domainNetworkName | ASSOCIATION_TYPE | agv6 | atv6
Electric | ElectricJunction | 1 | Connection Point |  |  | 5 | Low Voltage Connection Point | 142 | Overhead Solid Connection | [12 empty] | fme_feature_type | ASSETGROUP | ASSETTYPE | ASSETGROUPDESC | ASSETTYPEDESC | NOMINALVOLTAGE | _UNFEATURECLASS | _domainNetworkName | ASSOCIATION_TYPE | agv6 | atv6
Electric | ElectricJunction | 1 | Connection Point |  |  | 6 | Low Voltage Line End |  | Unknown | [12 empty] | fme_feature_type | ASSETGROUP | ASSETTYPE | ASSETGROUPDESC | ASSETTYPEDESC | NOMINALVOLTAGE | _UNFEATURECLASS | _domainNetworkName | ASSOCIATION_TYPE | agv7 | atv7
Electric | ElectricJunction | 1 | Connection Point |  |  | 6 | Low Voltage Line End | 100 | Overhead Line End | [12 empty] | fme_feature_type | ASSETGROUP | ASSETTYPE | ASSETGROUPDESC | ASSETTYPEDESC | NOMINALVOLTAGE | _UNFEATURECLASS | _domainNetworkName | ASSOCIATION_TYPE | agv7 | atv7
Electric | ElectricJunction | 1 | Connection Point |  |  | 6 | Low Voltage Line End | 101 | Underground Terminator | [12 empty] | fme_feature_type | ASSETGROUP | ASSETTYPE | ASSETGROUPDESC | ASSETTYPEDESC | NOMINALVOLTAGE | _UNFEATURECLASS | _domainNetworkName | ASSOCIATION_TYPE | agv7 | atv7
Electric | ElectricJunction | 1 | Connection Point |  |  | 6 | Low Voltage Line End | 102 | Overhead Wire Change | [12 empty] | fme_feature_type | ASSETGROUP | ASSETTYPE | ASSETGROUPDESC | ASSETTYPEDESC | NOMINALVOLTAGE | _UNFEATURECLASS | _domainNetworkName | ASSOCIATION_TYPE | agv7 | atv7
Electric | ElectricJunction | 1 | Connection Point |  |  | 6 | Low Voltage Line End | 103 | Riser | [12 empty] | fme_feature_type | ASSETGROUP | ASSETTYPE | ASSETGROUPDESC | ASSETTYPEDESC | NOMINALVOLTAGE | _UNFEATURECLASS | _domainNetworkName | ASSOCIATION_TYPE | agv7 | atv7
Electric | ElectricJunction | 1 | Connection Point |  |  | 7 | Medium Voltage Attachment | 0 | Unknown | [12 empty] | fme_feature_type | ASSETGROUP | ASSETTYPE | ASSETGROUPDESC | ASSETTYPEDESC | NOMINALVOLTAGE | _UNFEATURECLASS | _domainNetworkName | ASSOCIATION_TYPE | agv8 | atv8
Electric | ElectricJunction | 1 | Connection Point |  |  | 7 | Medium Voltage Attachment | 60 | Overhead | [12 empty] | fme_feature_type | ASSETGROUP | ASSETTYPE | ASSETGROUPDESC | ASSETTYPEDESC | NOMINALVOLTAGE | _UNFEATURECLASS | _domainNetworkName | ASSOCIATION_TYPE | agv8 | atv8
Electric | ElectricJunction | 1 | Connection Point |  |  | 7 | Medium Voltage Attachment | 61 | Underground | [12 empty] | fme_feature_type | ASSETGROUP | ASSETTYPE | ASSETGROUPDESC | ASSETTYPEDESC | NOMINALVOLTAGE | _UNFEATURECLASS | _domainNetworkName | ASSOCIATION_TYPE | agv8 | atv8
Electric | ElectricJunction | 1 | Connection Point |  |  | 8 | Medium Voltage Connection Point | 0 | Unknown | [12 empty] | fme_feature_type | ASSETGROUP | ASSETTYPE | ASSETGROUPDESC | ASSETTYPEDESC | NOMINALVOLTAGE | _UNFEATURECLASS | _domainNetworkName | ASSOCIATION_TYPE | agv9 | atv9
Electric | ElectricJunction | 1 | Connection Point |  |  | 8 | Medium Voltage Connection Point | 80 | Busbar Tap | [12 empty] | fme_feature_type | ASSETGROUP | ASSETTYPE | ASSETGROUPDESC | ASSETTYPEDESC | NOMINALVOLTAGE | _UNFEATURECLASS | _domainNetworkName | ASSOCIATION_TYPE | agv9 | atv9
Electric | ElectricJunction | 1 | Connection Point |  |  | 8 | Medium Voltage Connection Point | 81 | Overhead Splice | [12 empty] | fme_feature_type | ASSETGROUP | ASSETTYPE | ASSETGROUPDESC | ASSETTYPEDESC | NOMINALVOLTAGE | _UNFEATURECLASS | _domainNetworkName | ASSOCIATION_TYPE | agv9 | atv9
Electric | ElectricJunction | 1 | Connection Point |  |  | 8 | Medium Voltage Connection Point | 82 | Overhead Tap | [12 empty] | fme_feature_type | ASSETGROUP | ASSETTYPE | ASSETGROUPDESC | ASSETTYPEDESC | NOMINALVOLTAGE | _UNFEATURECLASS | _domainNetworkName | ASSOCIATION_TYPE | agv9 | atv9
Electric | ElectricJunction | 1 | Connection Point |  |  | 8 | Medium Voltage Connection Point | 83 | Underground Solid Connection | [12 empty] | fme_feature_type | ASSETGROUP | ASSETTYPE | ASSETGROUPDESC | ASSETTYPEDESC | NOMINALVOLTAGE | _UNFEATURECLASS | _domainNetworkName | ASSOCIATION_TYPE | agv9 | atv9
Electric | ElectricJunction | 1 | Connection Point |  |  | 8 | Medium Voltage Connection Point | 84 | Underground Splice | [12 empty] | fme_feature_type | ASSETGROUP | ASSETTYPE | ASSETGROUPDESC | ASSETTYPEDESC | NOMINALVOLTAGE | _UNFEATURECLASS | _domainNetworkName | ASSOCIATION_TYPE | agv9 | atv9
Electric | ElectricJunction | 1 | Connection Point |  |  | 8 | Medium Voltage Connection Point | 141 | Neutral Connection | [12 empty] | fme_feature_type | ASSETGROUP | ASSETTYPE | ASSETGROUPDESC | ASSETTYPEDESC | NOMINALVOLTAGE | _UNFEATURECLASS | _domainNetworkName | ASSOCIATION_TYPE | agv9 | atv9
Electric | ElectricJunction | 1 | Connection Point |  |  | 8 | Medium Voltage Connection Point | 142 | Overhead Solid Connection | [12 empty] | fme_feature_type | ASSETGROUP | ASSETTYPE | ASSETGROUPDESC | ASSETTYPEDESC | NOMINALVOLTAGE | _UNFEATURECLASS | _domainNetworkName | ASSOCIATION_TYPE | agv9 | atv9
Electric | ElectricJunction | 1 | Connection Point |  |  | 9 | Medium Voltage Line End |  | Unknown | [12 empty] | fme_feature_type | ASSETGROUP | ASSETTYPE | ASSETGROUPDESC | ASSETTYPEDESC | NOMINALVOLTAGE | _UNFEATURECLASS | _domainNetworkName | ASSOCIATION_TYPE | agv10 | atv10
Electric | ElectricJunction | 1 | Connection Point |  |  | 9 | Medium Voltage Line End | 100 | Overhead Line End | [12 empty] | fme_feature_type | ASSETGROUP | ASSETTYPE | ASSETGROUPDESC | ASSETTYPEDESC | NOMINALVOLTAGE | _UNFEATURECLASS | _domainNetworkName | ASSOCIATION_TYPE | agv10 | atv10
Electric | ElectricJunction | 1 | Connection Point |  |  | 9 | Medium Voltage Line End | 101 | Underground Terminator | [12 empty] | fme_feature_type | ASSETGROUP | ASSETTYPE | ASSETGROUPDESC | ASSETTYPEDESC | NOMINALVOLTAGE | _UNFEATURECLASS | _domainNetworkName | ASSOCIATION_TYPE | agv10 | atv10
Electric | ElectricJunction | 1 | Connection Point |  |  | 9 | Medium Voltage Line End | 102 | Overhead Wire Change | [12 empty] | fme_feature_type | ASSETGROUP | ASSETTYPE | ASSETGROUPDESC | ASSETTYPEDESC | NOMINALVOLTAGE | _UNFEATURECLASS | _domainNetworkName | ASSOCIATION_TYPE | agv10 | atv10
Electric | ElectricJunction | 1 | Connection Point |  |  | 9 | Medium Voltage Line End | 103 | Riser | [12 empty] | fme_feature_type | ASSETGROUP | ASSETTYPE | ASSETGROUPDESC | ASSETTYPEDESC | NOMINALVOLTAGE | _UNFEATURECLASS | _domainNetworkName | ASSOCIATION_TYPE | agv10 | atv10
Electric | ElectricJunction | 1 | Connection Point |  |  | 9 | Medium Voltage Line End | 160 | Busbar Terminator | [12 empty] | fme_feature_type | ASSETGROUP | ASSETTYPE | ASSETGROUPDESC | ASSETTYPEDESC | NOMINALVOLTAGE | _UNFEATURECLASS | _domainNetworkName | ASSOCIATION_TYPE | agv10 | atv10
Electric | ElectricJunction | 1 | Connection Point |  |  | 9 | Medium Voltage Line End | 164 | Underground Wire Change | [12 empty] | fme_feature_type | ASSETGROUP | ASSETTYPE | ASSETGROUPDESC | ASSETTYPEDESC | NOMINALVOLTAGE | _UNFEATURECLASS | _domainNetworkName | ASSOCIATION_TYPE | agv10 | atv10
Electric | ElectricJunction | 1 | Connection Point | 3 | Neutral Connection | 0 | Unknown | 0 | Unknown | [12 empty] | fme_feature_type | ASSETGROUP | ASSETTYPE | ASSETGROUPDESC | ASSETTYPEDESC | NOMINALVOLTAGE | _UNFEATURECLASS | _domainNetworkName | ASSOCIATION_TYPE | agv1 | atv1
Electric | ElectricJunction | 1 | Connection Point | 4 | Splice | 0 | Unknown | 0 | Unknown | [12 empty] | fme_feature_type | ASSETGROUP | ASSETTYPE | ASSETGROUPDESC | ASSETTYPEDESC | NOMINALVOLTAGE | _UNFEATURECLASS | _domainNetworkName | ASSOCIATION_TYPE | agv1 | atv1
Electric | ElectricJunction | 1 | Connection Point | 2 | Joint | 0 | Unknown | 0 | Unknown | [12 empty] | fme_feature_type | ASSETGROUP | ASSETTYPE | ASSETGROUPDESC | ASSETTYPEDESC | NOMINALVOLTAGE | _UNFEATURECLASS | _domainNetworkName | ASSOCIATION_TYPE | agv1 | atv1
Electric | ElectricJunction | 1 | Connection Point | 1 | Attachment | 0 | Unknown | 0 | Unknown | [12 empty] | fme_feature_type | ASSETGROUP | ASSETTYPE | ASSETGROUPDESC | ASSETTYPEDESC | NOMINALVOLTAGE | _UNFEATURECLASS | _domainNetworkName | ASSOCIATION_TYPE | agv1 | atv1
Electric | ElectricJunction | 2 | Line End | 0 | Unknown | 0 | Unknown | 0 | Unknown | [12 empty] | fme_feature_type | ASSETGROUP | ASSETTYPE | ASSETGROUPDESC | ASSETTYPEDESC | NOMINALVOLTAGE | _UNFEATURECLASS | _domainNetworkName | ASSOCIATION_TYPE | agv1 | atv1
Electric | ElectricJunction | 2 | Line End | 41 | Low Voltage Single Phase Line End | 6 | Low Voltage Line End | 100 | Overhead Line End | [12 empty] | fme_feature_type | ASSETGROUP | ASSETTYPE | ASSETGROUPDESC | ASSETTYPEDESC | NOMINALVOLTAGE | _UNFEATURECLASS | _domainNetworkName | ASSOCIATION_TYPE | agv1 | atv1
Electric | ElectricJunction | 2 | Line End | 42 | Low Voltage Single Phase Terminator | 6 | Low Voltage Line End | 101 | Underground Terminator | [12 empty] | fme_feature_type | ASSETGROUP | ASSETTYPE | ASSETGROUPDESC | ASSETTYPEDESC | NOMINALVOLTAGE | _UNFEATURECLASS | _domainNetworkName | ASSOCIATION_TYPE | agv1 | atv1
Electric | ElectricJunction | 2 | Line End | 43 | Low Voltage Three Phase Line End | 6 | Low Voltage Line End | 100 | Overhead Line End | [12 empty] | fme_feature_type | ASSETGROUP | ASSETTYPE | ASSETGROUPDESC | ASSETTYPEDESC | NOMINALVOLTAGE | _UNFEATURECLASS | _domainNetworkName | ASSOCIATION_TYPE | agv1 | atv1
Electric | ElectricJunction | 2 | Line End | 44 | Low Voltage Three Phase Terminator | 6 | Low Voltage Line End | 101 | Underground Terminator | [12 empty] | fme_feature_type | ASSETGROUP | ASSETTYPE | ASSETGROUPDESC | ASSETTYPEDESC | NOMINALVOLTAGE | _UNFEATURECLASS | _domainNetworkName | ASSOCIATION_TYPE | agv1 | atv1
Electric | ElectricJunction | 2 | Line End | 45 | Low Voltage Two Phase Line End | 6 | Low Voltage Line End | 100 | Overhead Line End | [12 empty] | fme_feature_type | ASSETGROUP | ASSETTYPE | ASSETGROUPDESC | ASSETTYPEDESC | NOMINALVOLTAGE | _UNFEATURECLASS | _domainNetworkName | ASSOCIATION_TYPE | agv1 | atv1
Electric | ElectricJunction | 2 | Line End | 46 | Low Voltage Two Phase Terminator | 6 | Low Voltage Line End | 101 | Underground Terminator | [12 empty] | fme_feature_type | ASSETGROUP | ASSETTYPE | ASSETGROUPDESC | ASSETTYPEDESC | NOMINALVOLTAGE | _UNFEATURECLASS | _domainNetworkName | ASSOCIATION_TYPE | agv1 | atv1
Electric | ElectricJunction | 2 | Line End | 47 | Medium Voltage Single Phase Line End | 9 | Medium Voltage Line End | 161 | Overhead Line End | [12 empty] | fme_feature_type | ASSETGROUP | ASSETTYPE | ASSETGROUPDESC | ASSETTYPEDESC | NOMINALVOLTAGE | _UNFEATURECLASS | _domainNetworkName | ASSOCIATION_TYPE | agv1 | atv1
Electric | ElectricJunction | 2 | Line End | 48 | Medium Voltage Single Phase Terminator | 9 | Medium Voltage Line End | 162 | Underground Terminator | [12 empty] | fme_feature_type | ASSETGROUP | ASSETTYPE | ASSETGROUPDESC | ASSETTYPEDESC | NOMINALVOLTAGE | _UNFEATURECLASS | _domainNetworkName | ASSOCIATION_TYPE | agv1 | atv1
Electric | ElectricJunction | 2 | Line End | 49 | Medium Voltage Three Phase Line End | 9 | Medium Voltage Line End | 161 | Overhead Line End | [12 empty] | fme_feature_type | ASSETGROUP | ASSETTYPE | ASSETGROUPDESC | ASSETTYPEDESC | NOMINALVOLTAGE | _UNFEATURECLASS | _domainNetworkName | ASSOCIATION_TYPE | agv1 | atv1
Electric | ElectricJunction | 2 | Line End | 50 | Medium Voltage Three Phase Terminator | 9 | Medium Voltage Line End | 162 | Underground Terminator | [12 empty] | fme_feature_type | ASSETGROUP | ASSETTYPE | ASSETGROUPDESC | ASSETTYPEDESC | NOMINALVOLTAGE | _UNFEATURECLASS | _domainNetworkName | ASSOCIATION_TYPE | agv1 | atv1
Electric | ElectricJunction | 2 | Line End | 51 | Medium Voltage Two Phase Line End | 9 | Medium Voltage Line End | 161 | Overhead Line End | [12 empty] | fme_feature_type | ASSETGROUP | ASSETTYPE | ASSETGROUPDESC | ASSETTYPEDESC | NOMINALVOLTAGE | _UNFEATURECLASS | _domainNetworkName | ASSOCIATION_TYPE | agv1 | atv1
Electric | ElectricJunction | 2 | Line End | 52 | Medium Voltage Two Phase Terminator | 9 | Medium Voltage Line End | 162 | Underground Terminator | [12 empty] | fme_feature_type | ASSETGROUP | ASSETTYPE | ASSETGROUPDESC | ASSETTYPEDESC | NOMINALVOLTAGE | _UNFEATURECLASS | _domainNetworkName | ASSOCIATION_TYPE | agv1 | atv1
Electric | ElectricJunction | 2 | Line End | 53 | Overhead Wire Change | 6 | Low Voltage Line End | 102 | Overhead Wire Change | [10 empty] | 240 | 240 V | fme_feature_type | ASSETGROUP | ASSETTYPE | ASSETGROUPDESC | ASSETTYPEDESC | NOMINALVOLTAGE | _UNFEATURECLASS | _domainNetworkName | ASSOCIATION_TYPE | agv1 | atv1
Electric | ElectricJunction | 2 | Line End | 53 | Overhead Wire Change | 6 | Low Voltage Line End | 102 | Overhead Wire Change | [10 empty] | 277 | 277 V | fme_feature_type | ASSETGROUP | ASSETTYPE | ASSETGROUPDESC | ASSETTYPEDESC | NOMINALVOLTAGE | _UNFEATURECLASS | _domainNetworkName | ASSOCIATION_TYPE | agv1 | atv1
Electric | ElectricJunction | 2 | Line End | 53 | Overhead Wire Change | 6 | Low Voltage Line End | 102 | Overhead Wire Change | [10 empty] | 480 | 480 V | fme_feature_type | ASSETGROUP | ASSETTYPE | ASSETGROUPDESC | ASSETTYPEDESC | NOMINALVOLTAGE | _UNFEATURECLASS | _domainNetworkName | ASSOCIATION_TYPE | agv1 | atv1
Electric | ElectricJunction | 2 | Line End | 53 | Overhead Wire Change | 6 | Low Voltage Line End | 102 | Overhead Wire Change | [10 empty] | 600 | 600 V | fme_feature_type | ASSETGROUP | ASSETTYPE | ASSETGROUPDESC | ASSETTYPEDESC | NOMINALVOLTAGE | _UNFEATURECLASS | _domainNetworkName | ASSOCIATION_TYPE | agv1 | atv1
Electric | ElectricJunction | 2 | Line End | 53 | Overhead Wire Change | 9 | Medium Voltage Line End | 163 | Overhead Wire Change | [10 empty] | 2400 | 2.4 kV | fme_feature_type | ASSETGROUP | ASSETTYPE | ASSETGROUPDESC | ASSETTYPEDESC | NOMINALVOLTAGE | _UNFEATURECLASS | _domainNetworkName | ASSOCIATION_TYPE | agv1 | atv1
Electric | ElectricJunction | 2 | Line End | 53 | Overhead Wire Change | 9 | Medium Voltage Line End | 163 | Overhead Wire Change | [10 empty] | 4160 | 4.16 kV | fme_feature_type | ASSETGROUP | ASSETTYPE | ASSETGROUPDESC | ASSETTYPEDESC | NOMINALVOLTAGE | _UNFEATURECLASS | _domainNetworkName | ASSOCIATION_TYPE | agv1 | atv1
Electric | ElectricJunction | 2 | Line End | 53 | Overhead Wire Change | 9 | Medium Voltage Line End | 163 | Overhead Wire Change | [10 empty] | 4800 | 4.8 kV | fme_feature_type | ASSETGROUP | ASSETTYPE | ASSETGROUPDESC | ASSETTYPEDESC | NOMINALVOLTAGE | _UNFEATURECLASS | _domainNetworkName | ASSOCIATION_TYPE | agv1 | atv1
Electric | ElectricJunction | 2 | Line End | 53 | Overhead Wire Change | 9 | Medium Voltage Line End | 163 | Overhead Wire Change | [10 empty] | 6900 | 6.9 kV | fme_feature_type | ASSETGROUP | ASSETTYPE | ASSETGROUPDESC | ASSETTYPEDESC | NOMINALVOLTAGE | _UNFEATURECLASS | _domainNetworkName | ASSOCIATION_TYPE | agv1 | atv1
Electric | ElectricJunction | 2 | Line End | 53 | Overhead Wire Change | 9 | Medium Voltage Line End | 163 | Overhead Wire Change | [10 empty] | 8320 | 8.32 kV | fme_feature_type | ASSETGROUP | ASSETTYPE | ASSETGROUPDESC | ASSETTYPEDESC | NOMINALVOLTAGE | _UNFEATURECLASS | _domainNetworkName | ASSOCIATION_TYPE | agv1 | atv1
Electric | ElectricJunction | 2 | Line End | 53 | Overhead Wire Change | 9 | Medium Voltage Line End | 163 | Overhead Wire Change | [10 empty] | 12000 | 12 kV | fme_feature_type | ASSETGROUP | ASSETTYPE | ASSETGROUPDESC | ASSETTYPEDESC | NOMINALVOLTAGE | _UNFEATURECLASS | _domainNetworkName | ASSOCIATION_TYPE | agv1 | atv1
Electric | ElectricJunction | 2 | Line End | 53 | Overhead Wire Change | 9 | Medium Voltage Line End | 163 | Overhead Wire Change | [10 empty] | 12470 | 12.47 kV | fme_feature_type | ASSETGROUP | ASSETTYPE | ASSETGROUPDESC | ASSETTYPEDESC | NOMINALVOLTAGE | _UNFEATURECLASS | _domainNetworkName | ASSOCIATION_TYPE | agv1 | atv1
Electric | ElectricJunction | 2 | Line End | 53 | Overhead Wire Change | 9 | Medium Voltage Line End | 163 | Overhead Wire Change | [10 empty] | 13200 | 13.2 kV | fme_feature_type | ASSETGROUP | ASSETTYPE | ASSETGROUPDESC | ASSETTYPEDESC | NOMINALVOLTAGE | _UNFEATURECLASS | _domainNetworkName | ASSOCIATION_TYPE | agv1 | atv1
Electric | ElectricJunction | 2 | Line End | 53 | Overhead Wire Change | 9 | Medium Voltage Line End | 163 | Overhead Wire Change | [10 empty] | 13800 | 13.8 kV | fme_feature_type | ASSETGROUP | ASSETTYPE | ASSETGROUPDESC | ASSETTYPEDESC | NOMINALVOLTAGE | _UNFEATURECLASS | _domainNetworkName | ASSOCIATION_TYPE | agv1 | atv1
Electric | ElectricJunction | 2 | Line End | 53 | Overhead Wire Change | 9 | Medium Voltage Line End | 163 | Overhead Wire Change | [10 empty] | 14400 | 14.4 kV | fme_feature_type | ASSETGROUP | ASSETTYPE | ASSETGROUPDESC | ASSETTYPEDESC | NOMINALVOLTAGE | _UNFEATURECLASS | _domainNetworkName | ASSOCIATION_TYPE | agv1 | atv1
Electric | ElectricJunction | 2 | Line End | 53 | Overhead Wire Change | 9 | Medium Voltage Line End | 163 | Overhead Wire Change | [10 empty] | 20780 | 20.78 kV | fme_feature_type | ASSETGROUP | ASSETTYPE | ASSETGROUPDESC | ASSETTYPEDESC | NOMINALVOLTAGE | _UNFEATURECLASS | _domainNetworkName | ASSOCIATION_TYPE | agv1 | atv1
Electric | ElectricJunction | 2 | Line End | 53 | Overhead Wire Change | 9 | Medium Voltage Line End | 163 | Overhead Wire Change | [10 empty] | 22860 | 22.86 kV | fme_feature_type | ASSETGROUP | ASSETTYPE | ASSETGROUPDESC | ASSETTYPEDESC | NOMINALVOLTAGE | _UNFEATURECLASS | _domainNetworkName | ASSOCIATION_TYPE | agv1 | atv1
Electric | ElectricJunction | 2 | Line End | 53 | Overhead Wire Change | 9 | Medium Voltage Line End | 163 | Overhead Wire Change | [10 empty] | 23000 | 23 kV | fme_feature_type | ASSETGROUP | ASSETTYPE | ASSETGROUPDESC | ASSETTYPEDESC | NOMINALVOLTAGE | _UNFEATURECLASS | _domainNetworkName | ASSOCIATION_TYPE | agv1 | atv1
Electric | ElectricJunction | 2 | Line End | 53 | Overhead Wire Change | 9 | Medium Voltage Line End | 163 | Overhead Wire Change | [10 empty] | 24940 | 24.94 kV | fme_feature_type | ASSETGROUP | ASSETTYPE | ASSETGROUPDESC | ASSETTYPEDESC | NOMINALVOLTAGE | _UNFEATURECLASS | _domainNetworkName | ASSOCIATION_TYPE | agv1 | atv1
Electric | ElectricJunction | 2 | Line End | 53 | Overhead Wire Change | 9 | Medium Voltage Line End | 163 | Overhead Wire Change | [10 empty] | 34500 | 34.5 kV | fme_feature_type | ASSETGROUP | ASSETTYPE | ASSETGROUPDESC | ASSETTYPEDESC | NOMINALVOLTAGE | _UNFEATURECLASS | _domainNetworkName | ASSOCIATION_TYPE | agv1 | atv1
Electric | ElectricJunction | 2 | Line End | 53 | Overhead Wire Change | 9 | Medium Voltage Line End | 163 | Overhead Wire Change | [10 empty] | 46000 | 46 kV | fme_feature_type | ASSETGROUP | ASSETTYPE | ASSETGROUPDESC | ASSETTYPEDESC | NOMINALVOLTAGE | _UNFEATURECLASS | _domainNetworkName | ASSOCIATION_TYPE | agv1 | atv1
Electric | ElectricJunction | 2 | Line End | 53 | Overhead Wire Change | 9 | Medium Voltage Line End | 163 | Overhead Wire Change | [10 empty] | 69000 | 69 kV | fme_feature_type | ASSETGROUP | ASSETTYPE | ASSETGROUPDESC | ASSETTYPEDESC | NOMINALVOLTAGE | _UNFEATURECLASS | _domainNetworkName | ASSOCIATION_TYPE | agv1 | atv1
Electric | ElectricJunction | 2 | Line End | 53 | Overhead Wire Change | 0 | Unknown | 0 | Unknown | [10 empty] | 0 | Unknown | fme_feature_type | ASSETGROUP | ASSETTYPE | ASSETGROUPDESC | ASSETTYPEDESC | NOMINALVOLTAGE | _UNFEATURECLASS | _domainNetworkName | ASSOCIATION_TYPE | agv1 | atv1
Electric | ElectricJunction | 2 | Line End | 53 | Overhead Wire Change | 6 | Low Voltage Line End | 102 | Overhead Wire Change | [10 empty] | 120 | 120 V | fme_feature_type | ASSETGROUP | ASSETTYPE | ASSETGROUPDESC | ASSETTYPEDESC | NOMINALVOLTAGE | _UNFEATURECLASS | _domainNetworkName | ASSOCIATION_TYPE | agv1 | atv1
Electric | ElectricJunction | 2 | Line End | 53 | Overhead Wire Change | 6 | Low Voltage Line End | 102 | Overhead Wire Change | [10 empty] | 125 | 125 V | fme_feature_type | ASSETGROUP | ASSETTYPE | ASSETGROUPDESC | ASSETTYPEDESC | NOMINALVOLTAGE | _UNFEATURECLASS | _domainNetworkName | ASSOCIATION_TYPE | agv1 | atv1
Electric | ElectricJunction | 2 | Line End | 53 | Overhead Wire Change | 6 | Low Voltage Line End | 102 | Overhead Wire Change | [10 empty] | 216 | 216 V | fme_feature_type | ASSETGROUP | ASSETTYPE | ASSETGROUPDESC | ASSETTYPEDESC | NOMINALVOLTAGE | _UNFEATURECLASS | _domainNetworkName | ASSOCIATION_TYPE | agv1 | atv1
Electric | ElectricJunction | 3 | Ground | 0 | Unknown | 3 | Ground | 0 | Unknown | [12 empty] | fme_feature_type | ASSETGROUP | ASSETTYPE | ASSETGROUPDESC | ASSETTYPEDESC | NOMINALVOLTAGE | _UNFEATURECLASS | _domainNetworkName | ASSOCIATION_TYPE | agv1 | atv1
Electric | ElectricJunction | 3 | Ground | 81 | Ground | 3 | Ground | 81 | Ground | [12 empty] | fme_feature_type | ASSETGROUP | ASSETTYPE | ASSETGROUPDESC | ASSETTYPEDESC | NOMINALVOLTAGE | _UNFEATURECLASS | _domainNetworkName | ASSOCIATION_TYPE | agv1 | atv1
Electric | ElectricJunction | 4 | Riser | 0 | Unknown | 4 | Riser | 0 | Unknown | [12 empty] | fme_feature_type | ASSETGROUP | ASSETTYPE | ASSETGROUPDESC | ASSETTYPEDESC | NOMINALVOLTAGE | _UNFEATURECLASS | _domainNetworkName | ASSOCIATION_TYPE | agv1 | atv1
Electric | ElectricJunction | 4 | Riser | 121 | Low Voltage Single Phase | 4 | Riser | 121 | Low Voltage Single Phase | [12 empty] | fme_feature_type | ASSETGROUP | ASSETTYPE | ASSETGROUPDESC | ASSETTYPEDESC | NOMINALVOLTAGE | _UNFEATURECLASS | _domainNetworkName | ASSOCIATION_TYPE | agv1 | atv1
Electric | ElectricJunction | 4 | Riser | 122 | Low Voltage Three Phase | 4 | Riser | 122 | Low Voltage Three Phase | [12 empty] | fme_feature_type | ASSETGROUP | ASSETTYPE | ASSETGROUPDESC | ASSETTYPEDESC | NOMINALVOLTAGE | _UNFEATURECLASS | _domainNetworkName | ASSOCIATION_TYPE | agv1 | atv1
Electric | ElectricJunction | 4 | Riser | 123 | Low Voltage Two Phase | 4 | Riser | 123 | Low Voltage Two Phase | [12 empty] | fme_feature_type | ASSETGROUP | ASSETTYPE | ASSETGROUPDESC | ASSETTYPEDESC | NOMINALVOLTAGE | _UNFEATURECLASS | _domainNetworkName | ASSOCIATION_TYPE | agv1 | atv1
Electric | ElectricJunction | 4 | Riser | 124 | Medium Voltage Single Phase | 4 | Riser | 124 | Medium Voltage Single Phase | [12 empty] | fme_feature_type | ASSETGROUP | ASSETTYPE | ASSETGROUPDESC | ASSETTYPEDESC | NOMINALVOLTAGE | _UNFEATURECLASS | _domainNetworkName | ASSOCIATION_TYPE | agv1 | atv1
Electric | ElectricJunction | 4 | Riser | 125 | Medium Voltage Three Phase | 4 | Riser | 125 | Medium Voltage Three Phase | [12 empty] | fme_feature_type | ASSETGROUP | ASSETTYPE | ASSETGROUPDESC | ASSETTYPEDESC | NOMINALVOLTAGE | _UNFEATURECLASS | _domainNetworkName | ASSOCIATION_TYPE | agv1 | atv1
Electric | ElectricJunction | 4 | Riser | 126 | Medium Voltage Two Phase | 4 | Riser | 126 | Medium Voltage Two Phase | [12 empty] | fme_feature_type | ASSETGROUP | ASSETTYPE | ASSETGROUPDESC | ASSETTYPEDESC | NOMINALVOLTAGE | _UNFEATURECLASS | _domainNetworkName | ASSOCIATION_TYPE | agv1 | atv1
Electric | ElectricLine | 1 | Busbar | 0 | Unknown | 0 | Unknown | 0 | Unknown | [10 empty] | 120 |  | fme_feature_type | ASSETGROUP | ASSETTYPE | ASSETGROUPDESC | ASSETTYPEDESC | NOMINALVOLTAGE | _UNFEATURECLASS | _domainNetworkName | ASSOCIATION_TYPE | agv1 | atv1
Electric | ElectricLine | 1 | Busbar | 1 | Cabinet | 5 | Low Voltage Busbar | 80 | Cabinet | [10 empty] | 125 |  | fme_feature_type | ASSETGROUP | ASSETTYPE | ASSETGROUPDESC | ASSETTYPEDESC | NOMINALVOLTAGE | _UNFEATURECLASS | _domainNetworkName | ASSOCIATION_TYPE | agv1 | atv1
Electric | ElectricLine | 1 | Busbar | 2 | Low Voltage | 5 | Low Voltage Busbar | 80 | Cabinet | [10 empty] | 120 |  | fme_feature_type | ASSETGROUP | ASSETTYPE | ASSETGROUPDESC | ASSETTYPEDESC | NOMINALVOLTAGE | _UNFEATURECLASS | _domainNetworkName | ASSOCIATION_TYPE | agv1 | atv1
Electric | ElectricLine | 1 | Busbar | 3 | Station | 5 | Low Voltage Busbar | 81 | Station | [10 empty] | 120 |  | fme_feature_type | ASSETGROUP | ASSETTYPE | ASSETGROUPDESC | ASSETTYPEDESC | NOMINALVOLTAGE | _UNFEATURECLASS | _domainNetworkName | ASSOCIATION_TYPE | agv1 | atv1
Electric | ElectricLine | 1 | Busbar | 3 | Cabinet | 8 | Medium Voltage Busbar | 0 | Unknown |  | BusBar | SUBTYPECD | 0 | [6 empty] | 120 |  | fme_feature_type | ASSETGROUP | ASSETTYPE | ASSETGROUPDESC | ASSETTYPEDESC | NOMINALVOLTAGE | _UNFEATURECLASS | _domainNetworkName | ASSOCIATION_TYPE | agv1 | atv1
Electric | ElectricLine | 1 | Busbar | 3 | Cabinet | 8 | Medium Voltage Busbar | 140 | Cabinet Single Phase |  | BusBar | SUBTYPECD | 1 | [6 empty] | 120 |  | fme_feature_type | ASSETGROUP | ASSETTYPE | ASSETGROUPDESC | ASSETTYPEDESC | NOMINALVOLTAGE | _UNFEATURECLASS | _domainNetworkName | ASSOCIATION_TYPE | agv1 | atv1
Electric | ElectricLine | 1 | Busbar | 3 | Station | 8 | Medium Voltage Busbar | 141 | Cabinet Three Phase |  | BusBar | SUBTYPECD | 1 | PHASEDESIGNATION | 7 |  |  |  |  | 120 |  | fme_feature_type | ASSETGROUP | ASSETTYPE | ASSETGROUPDESC | ASSETTYPEDESC | NOMINALVOLTAGE | _UNFEATURECLASS | _domainNetworkName | ASSOCIATION_TYPE | agv1 | atv1
Electric | ElectricLine | 1 | Busbar | 3 | Station | 8 | Medium Voltage Busbar | 142 | Station Single Phase |  | BusBar | SUBTYPECD | 2 | [6 empty] | 120 |  | fme_feature_type | ASSETGROUP | ASSETTYPE | ASSETGROUPDESC | ASSETTYPEDESC | NOMINALVOLTAGE | _UNFEATURECLASS | _domainNetworkName | ASSOCIATION_TYPE | agv1 | atv1
Electric | ElectricLine | 1 | Busbar | 3 | Station | 8 | Medium Voltage Busbar | 143 | Station Three Phase |  | BusBar | SUBTYPECD | 2 | PHASEDESIGNATION | 7 |  |  |  |  | 120 |  | fme_feature_type | ASSETGROUP | ASSETTYPE | ASSETGROUPDESC | ASSETTYPEDESC | NOMINALVOLTAGE | _UNFEATURECLASS | _domainNetworkName | ASSOCIATION_TYPE | agv1 | atv1
Electric | ElectricLine | 2 | Connector | 0 | Unknown | 0 | Unknown | 0 | Unknown | [12 empty] | fme_feature_type | ASSETGROUP | ASSETTYPE | ASSETGROUPDESC | ASSETTYPEDESC | NOMINALVOLTAGE | _UNFEATURECLASS | _domainNetworkName | ASSOCIATION_TYPE | agv1 | atv1
Electric | ElectricLine | 2 | Connector | 41 | Low Voltage Single Phase | 7 | Low Voltage Connector | 120 | Connector | [12 empty] | fme_feature_type | ASSETGROUP | ASSETTYPE | ASSETGROUPDESC | ASSETTYPEDESC | NOMINALVOLTAGE | _UNFEATURECLASS | _domainNetworkName | ASSOCIATION_TYPE | agv1 | atv1
Electric | ElectricLine | 2 | Connector | 42 | Low Voltage Three Phase | 7 | Low Voltage Connector | 120 | Connector | [12 empty] | fme_feature_type | ASSETGROUP | ASSETTYPE | ASSETGROUPDESC | ASSETTYPEDESC | NOMINALVOLTAGE | _UNFEATURECLASS | _domainNetworkName | ASSOCIATION_TYPE | agv1 | atv1
Electric | ElectricLine | 2 | Connector | 43 | Low Voltage Two Phase | 7 | Low Voltage Connector | 120 | Connector | [12 empty] | fme_feature_type | ASSETGROUP | ASSETTYPE | ASSETGROUPDESC | ASSETTYPEDESC | NOMINALVOLTAGE | _UNFEATURECLASS | _domainNetworkName | ASSOCIATION_TYPE | agv1 | atv1
Electric | ElectricLine | 2 | Connector | 44 | Medium Voltage Single Phase | 10 | Medium Voltage Connector | 180 | Single Phase | [12 empty] | fme_feature_type | ASSETGROUP | ASSETTYPE | ASSETGROUPDESC | ASSETTYPEDESC | NOMINALVOLTAGE | _UNFEATURECLASS | _domainNetworkName | ASSOCIATION_TYPE | agv1 | atv1
Electric | ElectricLine | 2 | Connector | 45 | Medium Voltage Three Phase | 10 | Medium Voltage Connector | 181 | Three Phase | [12 empty] | fme_feature_type | ASSETGROUP | ASSETTYPE | ASSETGROUPDESC | ASSETTYPEDESC | NOMINALVOLTAGE | _UNFEATURECLASS | _domainNetworkName | ASSOCIATION_TYPE | agv1 | atv1
Electric | ElectricLine | 2 | Connector | 46 | Medium Voltage Two Phase | 10 | Medium Voltage Connector | 182 | Two Phase | [12 empty] | fme_feature_type | ASSETGROUP | ASSETTYPE | ASSETGROUPDESC | ASSETTYPEDESC | NOMINALVOLTAGE | _UNFEATURECLASS | _domainNetworkName | ASSOCIATION_TYPE | agv1 | atv1
Electric | ElectricLine | 3 | Low Voltage | 0 | Unknown | 0 | Unknown | 0 | Unknown |  | SecOHElectricLineSegment | SUBTYPECD | 0 | [8 empty] | fme_feature_type | ASSETGROUP | ASSETTYPE | ASSETGROUPDESC | ASSETTYPEDESC | NOMINALVOLTAGE | _UNFEATURECLASS | _domainNetworkName | ASSOCIATION_TYPE | agv1 | atv1
Electric | ElectricLine | 3 | Low Voltage | 161 | Overhead Single Phase | 6 | Low Voltage Conductor | 100 | Overhead |  | SecOHElectricLineSegment | SUBTYPECD | 1 | PHASEDESIGNATION | 1 | [6 empty] | fme_feature_type | ASSETGROUP | ASSETTYPE | ASSETGROUPDESC | ASSETTYPEDESC | NOMINALVOLTAGE | _UNFEATURECLASS | _domainNetworkName | ASSOCIATION_TYPE | agv1 | atv1
Electric | ElectricLine | 3 | Low Voltage | 161 | Overhead Single Phase | 6 | Low Voltage Conductor | 100 | Overhead |  | SecOHElectricLineSegment | SUBTYPECD | 1 | PHASEDESIGNATION | 2 | [6 empty] | fme_feature_type | ASSETGROUP | ASSETTYPE | ASSETGROUPDESC | ASSETTYPEDESC | NOMINALVOLTAGE | _UNFEATURECLASS | _domainNetworkName | ASSOCIATION_TYPE | agv1 | atv1
Electric | ElectricLine | 3 | Low Voltage | 161 | Overhead Single Phase | 6 | Low Voltage Conductor | 100 | Overhead |  | SecOHElectricLineSegment | SUBTYPECD | 1 | PHASEDESIGNATION | 4 | [6 empty] | fme_feature_type | ASSETGROUP | ASSETTYPE | ASSETGROUPDESC | ASSETTYPEDESC | NOMINALVOLTAGE | _UNFEATURECLASS | _domainNetworkName | ASSOCIATION_TYPE | agv1 | atv1
Electric | ElectricLine | 3 | Low Voltage | 161 | Overhead Single Phase | 6 | Low Voltage Conductor | 100 | Overhead |  | SecOHElectricLineSegment | SUBTYPECD | 3 | PHASEDESIGNATION | 1 | [6 empty] | fme_feature_type | ASSETGROUP | ASSETTYPE | ASSETGROUPDESC | ASSETTYPEDESC | NOMINALVOLTAGE | _UNFEATURECLASS | _domainNetworkName | ASSOCIATION_TYPE | agv1 | atv1
Electric | ElectricLine | 3 | Low Voltage | 161 | Overhead Single Phase | 6 | Low Voltage Conductor | 100 | Overhead |  | SecOHElectricLineSegment | SUBTYPECD | 3 | PHASEDESIGNATION | 2 | [6 empty] | fme_feature_type | ASSETGROUP | ASSETTYPE | ASSETGROUPDESC | ASSETTYPEDESC | NOMINALVOLTAGE | _UNFEATURECLASS | _domainNetworkName | ASSOCIATION_TYPE | agv1 | atv1
Electric | ElectricLine | 3 | Low Voltage | 161 | Overhead Single Phase | 6 | Low Voltage Conductor | 100 | Overhead |  | SecOHElectricLineSegment | SUBTYPECD | 3 | PHASEDESIGNATION | 4 | [6 empty] | fme_feature_type | ASSETGROUP | ASSETTYPE | ASSETGROUPDESC | ASSETTYPEDESC | NOMINALVOLTAGE | _UNFEATURECLASS | _domainNetworkName | ASSOCIATION_TYPE | agv1 | atv1
Electric | ElectricLine | 3 | Low Voltage | 162 | Overhead Three Phase | 6 | Low Voltage Conductor | 100 | Overhead |  | SecOHElectricLineSegment | SUBTYPECD | 2 | PHASEDESIGNATION | 7 | [6 empty] | fme_feature_type | ASSETGROUP | ASSETTYPE | ASSETGROUPDESC | ASSETTYPEDESC | NOMINALVOLTAGE | _UNFEATURECLASS | _domainNetworkName | ASSOCIATION_TYPE | agv1 | atv1
Electric | ElectricLine | 3 | Low Voltage | 163 | Overhead Two Phase | 6 | Low Voltage Conductor | 100 | Overhead |  | SecOHElectricLineSegment | SUBTYPECD | 1 | PHASEDESIGNATION | 3 | [6 empty] | fme_feature_type | ASSETGROUP | ASSETTYPE | ASSETGROUPDESC | ASSETTYPEDESC | NOMINALVOLTAGE | _UNFEATURECLASS | _domainNetworkName | ASSOCIATION_TYPE | agv1 | atv1
Electric | ElectricLine | 3 | Low Voltage | 163 | Overhead Two Phase | 6 | Low Voltage Conductor | 100 | Overhead |  | SecOHElectricLineSegment | SUBTYPECD | 1 | PHASEDESIGNATION | 5 | [6 empty] | fme_feature_type | ASSETGROUP | ASSETTYPE | ASSETGROUPDESC | ASSETTYPEDESC | NOMINALVOLTAGE | _UNFEATURECLASS | _domainNetworkName | ASSOCIATION_TYPE | agv1 | atv1
Electric | ElectricLine | 3 | Low Voltage | 163 | Overhead Two Phase | 6 | Low Voltage Conductor | 100 | Overhead |  | SecOHElectricLineSegment | SUBTYPECD | 1 | PHASEDESIGNATION | 6 | [6 empty] | fme_feature_type | ASSETGROUP | ASSETTYPE | ASSETGROUPDESC | ASSETTYPEDESC | NOMINALVOLTAGE | _UNFEATURECLASS | _domainNetworkName | ASSOCIATION_TYPE | agv1 | atv1
Electric | ElectricLine | 3 | Low Voltage | 164 | Underground Single Phase | 6 | Low Voltage Conductor | 102 | Underground |  | SecUGElectricLineSegment | SUBTYPECD | 1 | PHASEDESIGNATION | 1 | [6 empty] | fme_feature_type | ASSETGROUP | ASSETTYPE | ASSETGROUPDESC | ASSETTYPEDESC | NOMINALVOLTAGE | _UNFEATURECLASS | _domainNetworkName | ASSOCIATION_TYPE | agv1 | atv1
Electric | ElectricLine | 3 | Low Voltage | 164 | Underground Single Phase | 6 | Low Voltage Conductor | 102 | Underground |  | SecUGElectricLineSegment | SUBTYPECD | 1 | PHASEDESIGNATION | 2 | [6 empty] | fme_feature_type | ASSETGROUP | ASSETTYPE | ASSETGROUPDESC | ASSETTYPEDESC | NOMINALVOLTAGE | _UNFEATURECLASS | _domainNetworkName | ASSOCIATION_TYPE | agv1 | atv1
Electric | ElectricLine | 3 | Low Voltage | 164 | Underground Single Phase | 6 | Low Voltage Conductor | 102 | Underground |  | SecUGElectricLineSegment | SUBTYPECD | 1 | PHASEDESIGNATION | 4 | [6 empty] | fme_feature_type | ASSETGROUP | ASSETTYPE | ASSETGROUPDESC | ASSETTYPEDESC | NOMINALVOLTAGE | _UNFEATURECLASS | _domainNetworkName | ASSOCIATION_TYPE | agv1 | atv1
Electric | ElectricLine | 3 | Low Voltage | 164 | Underground Single Phase | 6 | Low Voltage Conductor | 102 | Underground |  | SecUGElectricLineSegment | SUBTYPECD | 3 | PHASEDESIGNATION | 1 | [6 empty] | fme_feature_type | ASSETGROUP | ASSETTYPE | ASSETGROUPDESC | ASSETTYPEDESC | NOMINALVOLTAGE | _UNFEATURECLASS | _domainNetworkName | ASSOCIATION_TYPE | agv1 | atv1
Electric | ElectricLine | 3 | Low Voltage | 164 | Underground Single Phase | 6 | Low Voltage Conductor | 102 | Underground |  | SecUGElectricLineSegment | SUBTYPECD | 3 | PHASEDESIGNATION | 2 | [6 empty] | fme_feature_type | ASSETGROUP | ASSETTYPE | ASSETGROUPDESC | ASSETTYPEDESC | NOMINALVOLTAGE | _UNFEATURECLASS | _domainNetworkName | ASSOCIATION_TYPE | agv1 | atv1
Electric | ElectricLine | 3 | Low Voltage | 164 | Underground Single Phase | 6 | Low Voltage Conductor | 102 | Underground |  | SecUGElectricLineSegment | SUBTYPECD | 3 | PHASEDESIGNATION | 4 | [6 empty] | fme_feature_type | ASSETGROUP | ASSETTYPE | ASSETGROUPDESC | ASSETTYPEDESC | NOMINALVOLTAGE | _UNFEATURECLASS | _domainNetworkName | ASSOCIATION_TYPE | agv1 | atv1
Electric | ElectricLine | 3 | Low Voltage | 165 | Underground Three Phase | 6 | Low Voltage Conductor | 102 | Underground |  | SecUGElectricLineSegment | SUBTYPECD | 2 | PHASEDESIGNATION | 7 | [6 empty] | fme_feature_type | ASSETGROUP | ASSETTYPE | ASSETGROUPDESC | ASSETTYPEDESC | NOMINALVOLTAGE | _UNFEATURECLASS | _domainNetworkName | ASSOCIATION_TYPE | agv1 | atv1
Electric | ElectricLine | 3 | Low Voltage | 166 | Underground Two Phase | 6 | Low Voltage Conductor | 102 | Underground |  | SecUGElectricLineSegment | SUBTYPECD | 1 | PHASEDESIGNATION | 3 | [6 empty] | fme_feature_type | ASSETGROUP | ASSETTYPE | ASSETGROUPDESC | ASSETTYPEDESC | NOMINALVOLTAGE | _UNFEATURECLASS | _domainNetworkName | ASSOCIATION_TYPE | agv1 | atv1
Electric | ElectricLine | 3 | Low Voltage | 166 | Underground Two Phase | 6 | Low Voltage Conductor | 102 | Underground |  | SecUGElectricLineSegment | SUBTYPECD | 1 | PHASEDESIGNATION | 5 | [6 empty] | fme_feature_type | ASSETGROUP | ASSETTYPE | ASSETGROUPDESC | ASSETTYPEDESC | NOMINALVOLTAGE | _UNFEATURECLASS | _domainNetworkName | ASSOCIATION_TYPE | agv1 | atv1
Electric | ElectricLine | 3 | Low Voltage | 166 | Underground Two Phase | 6 | Low Voltage Conductor | 102 | Underground |  | SecUGElectricLineSegment | SUBTYPECD | 1 | PHASEDESIGNATION | 6 | [6 empty] | fme_feature_type | ASSETGROUP | ASSETTYPE | ASSETGROUPDESC | ASSETTYPEDESC | NOMINALVOLTAGE | _UNFEATURECLASS | _domainNetworkName | ASSOCIATION_TYPE | agv1 | atv1
Electric | ElectricLine | 4 | Neutral | 0 | Unknown | 11 | Neutral | 0 | Unknown | [12 empty] | fme_feature_type | ASSETGROUP | ASSETTYPE | ASSETGROUPDESC | ASSETTYPEDESC | NOMINALVOLTAGE | _UNFEATURECLASS | _domainNetworkName | ASSOCIATION_TYPE | agv1 | atv1
Electric | ElectricLine | 4 | Neutral | 121 | Neutral | 11 | Neutral | 200 | Overhead Bare | [12 empty] | fme_feature_type | ASSETGROUP | ASSETTYPE | ASSETGROUPDESC | ASSETTYPEDESC | NOMINALVOLTAGE | _UNFEATURECLASS | _domainNetworkName | ASSOCIATION_TYPE | agv1 | atv1
Electric | ElectricLine | 5 | Medium Voltage | 0 | Unknown | 9 | Medium Voltage Conductor | 0 | Unknown |  | PriOHElectricLineSegment | SUBTYPECD | 0 | [8 empty] | fme_feature_type | ASSETGROUP | ASSETTYPE | ASSETGROUPDESC | ASSETTYPEDESC | NOMINALVOLTAGE | _UNFEATURECLASS | _domainNetworkName | ASSOCIATION_TYPE | agv1 | atv1
Electric | ElectricLine | 5 | Medium Voltage | 161 | Overhead Single Phase | 9 | Medium Voltage Conductor | 160 | Overhead Single Phase |  | PriOHElectricLineSegment | SUBTYPECD | 1 | PHASEDESIGNATION | 1 | [6 empty] | fme_feature_type | ASSETGROUP | ASSETTYPE | ASSETGROUPDESC | ASSETTYPEDESC | NOMINALVOLTAGE | _UNFEATURECLASS | _domainNetworkName | ASSOCIATION_TYPE | agv1 | atv1
Electric | ElectricLine | 5 | Medium Voltage | 161 | Overhead Single Phase | 9 | Medium Voltage Conductor | 160 | Overhead Single Phase |  | PriOHElectricLineSegment | SUBTYPECD | 1 | PHASEDESIGNATION | 2 | [6 empty] | fme_feature_type | ASSETGROUP | ASSETTYPE | ASSETGROUPDESC | ASSETTYPEDESC | NOMINALVOLTAGE | _UNFEATURECLASS | _domainNetworkName | ASSOCIATION_TYPE | agv1 | atv1
Electric | ElectricLine | 5 | Medium Voltage | 161 | Overhead Single Phase | 9 | Medium Voltage Conductor | 160 | Overhead Single Phase |  | PriOHElectricLineSegment | SUBTYPECD | 1 | PHASEDESIGNATION | 4 | [6 empty] | fme_feature_type | ASSETGROUP | ASSETTYPE | ASSETGROUPDESC | ASSETTYPEDESC | NOMINALVOLTAGE | _UNFEATURECLASS | _domainNetworkName | ASSOCIATION_TYPE | agv1 | atv1
Electric | ElectricLine | 5 | Medium Voltage | 162 | Overhead Three Phase | 9 | Medium Voltage Conductor | 161 | Overhead Three Phase |  | PriOHElectricLineSegment | SUBTYPECD | 3 | PHASEDESIGNATION | 7 | [6 empty] | fme_feature_type | ASSETGROUP | ASSETTYPE | ASSETGROUPDESC | ASSETTYPEDESC | NOMINALVOLTAGE | _UNFEATURECLASS | _domainNetworkName | ASSOCIATION_TYPE | agv1 | atv1
Electric | ElectricLine | 5 | Medium Voltage | 163 | Overhead Two Phase | 9 | Medium Voltage Conductor | 162 | Overhead Two Phase |  | PriOHElectricLineSegment | SUBTYPECD | 2 | PHASEDESIGNATION | 3 | [6 empty] | fme_feature_type | ASSETGROUP | ASSETTYPE | ASSETGROUPDESC | ASSETTYPEDESC | NOMINALVOLTAGE | _UNFEATURECLASS | _domainNetworkName | ASSOCIATION_TYPE | agv1 | atv1
Electric | ElectricLine | 5 | Medium Voltage | 163 | Overhead Two Phase | 9 | Medium Voltage Conductor | 162 | Overhead Two Phase |  | PriOHElectricLineSegment | SUBTYPECD | 2 | PHASEDESIGNATION | 5 | [6 empty] | fme_feature_type | ASSETGROUP | ASSETTYPE | ASSETGROUPDESC | ASSETTYPEDESC | NOMINALVOLTAGE | _UNFEATURECLASS | _domainNetworkName | ASSOCIATION_TYPE | agv1 | atv1
Electric | ElectricLine | 5 | Medium Voltage | 163 | Overhead Two Phase | 9 | Medium Voltage Conductor | 162 | Overhead Two Phase |  | PriOHElectricLineSegment | SUBTYPECD | 2 | PHASEDESIGNATION | 6 | [6 empty] | fme_feature_type | ASSETGROUP | ASSETTYPE | ASSETGROUPDESC | ASSETTYPEDESC | NOMINALVOLTAGE | _UNFEATURECLASS | _domainNetworkName | ASSOCIATION_TYPE | agv1 | atv1
Electric | ElectricLine | 5 | Medium Voltage | 164 | Underground Single Phase | 9 | Medium Voltage Conductor | 165 | Underground Single Phase |  | PriUGElectricLineSegment | SUBTYPECD | 1 | PHASEDESIGNATION | 1 | [6 empty] | fme_feature_type | ASSETGROUP | ASSETTYPE | ASSETGROUPDESC | ASSETTYPEDESC | NOMINALVOLTAGE | _UNFEATURECLASS | _domainNetworkName | ASSOCIATION_TYPE | agv1 | atv1
Electric | ElectricLine | 5 | Medium Voltage | 164 | Underground Single Phase | 9 | Medium Voltage Conductor | 165 | Underground Single Phase |  | PriUGElectricLineSegment | SUBTYPECD | 1 | PHASEDESIGNATION | 2 | [6 empty] | fme_feature_type | ASSETGROUP | ASSETTYPE | ASSETGROUPDESC | ASSETTYPEDESC | NOMINALVOLTAGE | _UNFEATURECLASS | _domainNetworkName | ASSOCIATION_TYPE | agv1 | atv1
Electric | ElectricLine | 5 | Medium Voltage | 164 | Underground Single Phase | 9 | Medium Voltage Conductor | 165 | Underground Single Phase |  | PriUGElectricLineSegment | SUBTYPECD | 1 | PHASEDESIGNATION | 4 | [6 empty] | fme_feature_type | ASSETGROUP | ASSETTYPE | ASSETGROUPDESC | ASSETTYPEDESC | NOMINALVOLTAGE | _UNFEATURECLASS | _domainNetworkName | ASSOCIATION_TYPE | agv1 | atv1
Electric | ElectricLine | 5 | Medium Voltage | 165 | Underground Three Phase | 9 | Medium Voltage Conductor | 166 | Underground Three Phase |  | PriUGElectricLineSegment | SUBTYPECD | 2 | PHASEDESIGNATION | 7 | [6 empty] | fme_feature_type | ASSETGROUP | ASSETTYPE | ASSETGROUPDESC | ASSETTYPEDESC | NOMINALVOLTAGE | _UNFEATURECLASS | _domainNetworkName | ASSOCIATION_TYPE | agv1 | atv1
Electric | ElectricLine | 5 | Medium Voltage | 166 | Underground Two Phase | 9 | Medium Voltage Conductor | 167 | Underground Two Phase |  | PriUGElectricLineSegment | SUBTYPECD | 3 | PHASEDESIGNATION | 3 | [6 empty] | fme_feature_type | ASSETGROUP | ASSETTYPE | ASSETGROUPDESC | ASSETTYPEDESC | NOMINALVOLTAGE | _UNFEATURECLASS | _domainNetworkName | ASSOCIATION_TYPE | agv1 | atv1
Electric | ElectricLine | 5 | Medium Voltage | 166 | Underground Two Phase | 9 | Medium Voltage Conductor | 167 | Underground Two Phase |  | PriUGElectricLineSegment | SUBTYPECD | 3 | PHASEDESIGNATION | 5 | [6 empty] | fme_feature_type | ASSETGROUP | ASSETTYPE | ASSETGROUPDESC | ASSETTYPEDESC | NOMINALVOLTAGE | _UNFEATURECLASS | _domainNetworkName | ASSOCIATION_TYPE | agv1 | atv1
Electric | ElectricLine | 5 | Medium Voltage | 166 | Underground Two Phase | 9 | Medium Voltage Conductor | 167 | Underground Two Phase |  | PriUGElectricLineSegment | SUBTYPECD | 3 | PHASEDESIGNATION | 6 | [6 empty] | fme_feature_type | ASSETGROUP | ASSETTYPE | ASSETGROUPDESC | ASSETTYPEDESC | NOMINALVOLTAGE | _UNFEATURECLASS | _domainNetworkName | ASSOCIATION_TYPE | agv1 | atv1
Electric | ElectricAssembly | 100 | High Voltage Arrester Bank | 0 | Unknown | 100 | High Voltage Arrester Bank | 0 | Unknown | [12 empty] | fme_feature_type | ASSETGROUP | ASSETTYPE | ASSETGROUPDESC | ASSETTYPEDESC | NOMINALVOLTAGE | _UNFEATURECLASS | _domainNetworkName | ASSOCIATION_TYPE | agv1 | atv1
Electric | ElectricAssembly | 100 | High Voltage Arrester Bank | 1 | Line Arrester Bank | 100 | High Voltage Arrester Bank | 1 | Line Arrester Bank | [12 empty] | fme_feature_type | ASSETGROUP | ASSETTYPE | ASSETGROUPDESC | ASSETTYPEDESC | NOMINALVOLTAGE | _UNFEATURECLASS | _domainNetworkName | ASSOCIATION_TYPE | agv1 | atv1
Electric | ElectricAssembly | 100 | High Voltage Arrester Bank | 2 | Station Arrester Bank | 100 | High Voltage Arrester Bank | 2 | Station Arrester Bank | [12 empty] | fme_feature_type | ASSETGROUP | ASSETTYPE | ASSETGROUPDESC | ASSETTYPEDESC | NOMINALVOLTAGE | _UNFEATURECLASS | _domainNetworkName | ASSOCIATION_TYPE | agv1 | atv1
Electric | ElectricAssembly | 102 | High Voltage Power Factor Correcting Bank | 0 | Unknown | 102 | High Voltage Power Factor Correcting Bank | 0 | Unknown | [12 empty] | fme_feature_type | ASSETGROUP | ASSETTYPE | ASSETGROUPDESC | ASSETTYPEDESC | NOMINALVOLTAGE | _UNFEATURECLASS | _domainNetworkName | ASSOCIATION_TYPE | agv1 | atv1
Electric | ElectricAssembly | 102 | High Voltage Power Factor Correcting Bank | 81 | Capacitor | 102 | High Voltage Power Factor Correcting Bank | 242 | Overhead Capacitor | [12 empty] | fme_feature_type | ASSETGROUP | ASSETTYPE | ASSETGROUPDESC | ASSETTYPEDESC | NOMINALVOLTAGE | _UNFEATURECLASS | _domainNetworkName | ASSOCIATION_TYPE | agv1 | atv1
Electric | ElectricAssembly | 102 | High Voltage Power Factor Correcting Bank | 82 | Harmonic Filter | 102 | High Voltage Power Factor Correcting Bank | 82 | Harmonic Filter | [12 empty] | fme_feature_type | ASSETGROUP | ASSETTYPE | ASSETGROUPDESC | ASSETTYPEDESC | NOMINALVOLTAGE | _UNFEATURECLASS | _domainNetworkName | ASSOCIATION_TYPE | agv1 | atv1
Electric | ElectricAssembly | 103 | High Voltage Transformer Bank | 0 | Unknown | 103 | High Voltage Transformer Bank | 0 | Unknown | [12 empty] | fme_feature_type | ASSETGROUP | ASSETTYPE | ASSETGROUPDESC | ASSETTYPEDESC | NOMINALVOLTAGE | _UNFEATURECLASS | _domainNetworkName | ASSOCIATION_TYPE | agv1 | atv1
Electric | ElectricAssembly | 103 | High Voltage Transformer Bank | 161 | Instrument Transformer Bank | 103 | High Voltage Transformer Bank | 5 | High Voltage Transformer Bank | [12 empty] | fme_feature_type | ASSETGROUP | ASSETTYPE | ASSETGROUPDESC | ASSETTYPEDESC | NOMINALVOLTAGE | _UNFEATURECLASS | _domainNetworkName | ASSOCIATION_TYPE | agv1 | atv1
Electric | ElectricAssembly | 103 | High Voltage Transformer Bank | 162 | Transformer Bank | 103 | High Voltage Transformer Bank | 5 | High Voltage Transformer Bank | [12 empty] | fme_feature_type | ASSETGROUP | ASSETTYPE | ASSETGROUPDESC | ASSETTYPEDESC | NOMINALVOLTAGE | _UNFEATURECLASS | _domainNetworkName | ASSOCIATION_TYPE | agv1 | atv1
Electric | ElectricAssembly | 104 | High Voltage Swich Bank | 0 | Unknown | 104 | High Voltage Swich Bank | 0 | Unknown | [12 empty] | fme_feature_type | ASSETGROUP | ASSETTYPE | ASSETGROUPDESC | ASSETTYPEDESC | NOMINALVOLTAGE | _UNFEATURECLASS | _domainNetworkName | ASSOCIATION_TYPE | agv1 | atv1
Electric | ElectricAssembly | 104 | High Voltage Swich Bank | 121 | Switch Bank | 104 | High Voltage Swich Bank | 4 | High Voltage Swich Bank | [12 empty] | fme_feature_type | ASSETGROUP | ASSETTYPE | ASSETGROUPDESC | ASSETTYPEDESC | NOMINALVOLTAGE | _UNFEATURECLASS | _domainNetworkName | ASSOCIATION_TYPE | agv1 | atv1
Electric | ElectricAssembly | 104 | High Voltage Swich Bank | 122 | Disconnect Switch Bank | 104 | High Voltage Swich Bank | 62 | AC Line Disconnect | [12 empty] | fme_feature_type | ASSETGROUP | ASSETTYPE | ASSETGROUPDESC | ASSETTYPEDESC | NOMINALVOLTAGE | _UNFEATURECLASS | _domainNetworkName | ASSOCIATION_TYPE | agv1 | atv1
Electric | ElectricDevice | 100 | High Voltage Arrester | 0 | Unknown | 100 | High Voltage Arrester | 0 | Unknown | [12 empty] | fme_feature_type | ASSETGROUP | ASSETTYPE | ASSETGROUPDESC | ASSETTYPEDESC | NOMINALVOLTAGE | _UNFEATURECLASS | _domainNetworkName | ASSOCIATION_TYPE | agv1 | atv1
Electric | ElectricDevice | 100 | High Voltage Arrester | 1 | AC Line Arrester | 100 | High Voltage Arrester | 22 | Line Arrester | [12 empty] | fme_feature_type | ASSETGROUP | ASSETTYPE | ASSETGROUPDESC | ASSETTYPEDESC | NOMINALVOLTAGE | _UNFEATURECLASS | _domainNetworkName | ASSOCIATION_TYPE | agv1 | atv1
Electric | ElectricDevice | 100 | High Voltage Arrester | 2 | AC Station Arrester | 100 | High Voltage Arrester | 23 | Station Arrester | [12 empty] | fme_feature_type | ASSETGROUP | ASSETTYPE | ASSETGROUPDESC | ASSETTYPEDESC | NOMINALVOLTAGE | _UNFEATURECLASS | _domainNetworkName | ASSOCIATION_TYPE | agv1 | atv1
Electric | ElectricDevice | 100 | High Voltage Arrester | 3 | DC Line Arrester | 100 | High Voltage Arrester | 22 | Line Arrester | [12 empty] | fme_feature_type | ASSETGROUP | ASSETTYPE | ASSETGROUPDESC | ASSETTYPEDESC | NOMINALVOLTAGE | _UNFEATURECLASS | _domainNetworkName | ASSOCIATION_TYPE | agv1 | atv1
Electric | ElectricDevice | 100 | High Voltage Arrester | 4 | DC Station Arrester | 100 | High Voltage Arrester | 23 | Station Arrester | [12 empty] | fme_feature_type | ASSETGROUP | ASSETTYPE | ASSETGROUPDESC | ASSETTYPEDESC | NOMINALVOLTAGE | _UNFEATURECLASS | _domainNetworkName | ASSOCIATION_TYPE | agv1 | atv1
Electric | ElectricDevice | 101 | High Voltage Relay | 0 | Unknown | 101 | High Voltage Relay | 0 | Unknown | [12 empty] | fme_feature_type | ASSETGROUP | ASSETTYPE | ASSETGROUPDESC | ASSETTYPEDESC | NOMINALVOLTAGE | _UNFEATURECLASS | _domainNetworkName | ASSOCIATION_TYPE | agv1 | atv1
Electric | ElectricDevice | 101 | High Voltage Relay | 181 | AC Relay | 101 | High Voltage Relay | 83 | Relay | [12 empty] | fme_feature_type | ASSETGROUP | ASSETTYPE | ASSETGROUPDESC | ASSETTYPEDESC | NOMINALVOLTAGE | _UNFEATURECLASS | _domainNetworkName | ASSOCIATION_TYPE | agv1 | atv1
Electric | ElectricDevice | 101 | High Voltage Relay | 182 | DC Relay | 101 | High Voltage Relay | 83 | Relay | [12 empty] | fme_feature_type | ASSETGROUP | ASSETTYPE | ASSETGROUPDESC | ASSETTYPEDESC | NOMINALVOLTAGE | _UNFEATURECLASS | _domainNetworkName | ASSOCIATION_TYPE | agv1 | atv1
Electric | ElectricDevice | 102 | High Voltage Switching and Protective | 0 | Unknown | 102 | High Voltage Switching and Protective | 0 | Unknown | [12 empty] | fme_feature_type | ASSETGROUP | ASSETTYPE | ASSETGROUPDESC | ASSETTYPEDESC | NOMINALVOLTAGE | _UNFEATURECLASS | _domainNetworkName | ASSOCIATION_TYPE | agv1 | atv1
Electric | ElectricDevice | 102 | High Voltage Switching and Protective | 201 | AC Circuit Breaker | 102 | High Voltage Switching and Protective | 181 | AC Circuit Breaker | [12 empty] | fme_feature_type | ASSETGROUP | ASSETTYPE | ASSETGROUPDESC | ASSETTYPEDESC | NOMINALVOLTAGE | _UNFEATURECLASS | _domainNetworkName | ASSOCIATION_TYPE | agv1 | atv1
Electric | ElectricDevice | 102 | High Voltage Switching and Protective | 202 | AC Disconnecting Switch | 102 | High Voltage Switching and Protective | 182 | AC Disconnect | [12 empty] | fme_feature_type | ASSETGROUP | ASSETTYPE | ASSETGROUPDESC | ASSETTYPEDESC | NOMINALVOLTAGE | _UNFEATURECLASS | _domainNetworkName | ASSOCIATION_TYPE | agv1 | atv1
Electric | ElectricDevice | 102 | High Voltage Switching and Protective | 203 | AC Interrupting Switch | 102 | High Voltage Switching and Protective | 203 | AC Interrupting Switch | [12 empty] | fme_feature_type | ASSETGROUP | ASSETTYPE | ASSETGROUPDESC | ASSETTYPEDESC | NOMINALVOLTAGE | _UNFEATURECLASS | _domainNetworkName | ASSOCIATION_TYPE | agv1 | atv1
Electric | ElectricDevice | 102 | High Voltage Switching and Protective | 204 | DC Circuit Breaker | 102 | High Voltage Switching and Protective | 184 | DC Circuit Breaker | [12 empty] | fme_feature_type | ASSETGROUP | ASSETTYPE | ASSETGROUPDESC | ASSETTYPEDESC | NOMINALVOLTAGE | _UNFEATURECLASS | _domainNetworkName | ASSOCIATION_TYPE | agv1 | atv1
Electric | ElectricDevice | 102 | High Voltage Switching and Protective | 205 | DC Disconnecting Switch | 102 | High Voltage Switching and Protective | 185 | DC Disconnect | [12 empty] | fme_feature_type | ASSETGROUP | ASSETTYPE | ASSETGROUPDESC | ASSETTYPEDESC | NOMINALVOLTAGE | _UNFEATURECLASS | _domainNetworkName | ASSOCIATION_TYPE | agv1 | atv1
Electric | ElectricDevice | 102 | High Voltage Switching and Protective | 206 | DC Interrupting Switch | 102 | High Voltage Switching and Protective | 206 | DC Interrupting Switch | [12 empty] | fme_feature_type | ASSETGROUP | ASSETTYPE | ASSETGROUPDESC | ASSETTYPEDESC | NOMINALVOLTAGE | _UNFEATURECLASS | _domainNetworkName | ASSOCIATION_TYPE | agv1 | atv1
Electric | ElectricDevice | 102 | High Voltage Switching and Protective | 207 | AC Fused Switch | 102 | High Voltage Switching and Protective | 207 | AC Fused Switch | [12 empty] | fme_feature_type | ASSETGROUP | ASSETTYPE | ASSETGROUPDESC | ASSETTYPEDESC | NOMINALVOLTAGE | _UNFEATURECLASS | _domainNetworkName | ASSOCIATION_TYPE | agv1 | atv1
Electric | ElectricDevice | 102 | High Voltage Switching and Protective | 208 | DC Fused Switch | 102 | High Voltage Switching and Protective | 208 | DC Fused Switch | [12 empty] | fme_feature_type | ASSETGROUP | ASSETTYPE | ASSETGROUPDESC | ASSETTYPEDESC | NOMINALVOLTAGE | _UNFEATURECLASS | _domainNetworkName | ASSOCIATION_TYPE | agv1 | atv1
Electric | ElectricDevice | 102 | High Voltage Switching and Protective | 210 | AC Inline Switch | 102 | High Voltage Switching and Protective | 210 | AC Inline Switch | [12 empty] | fme_feature_type | ASSETGROUP | ASSETTYPE | ASSETGROUPDESC | ASSETTYPEDESC | NOMINALVOLTAGE | _UNFEATURECLASS | _domainNetworkName | ASSOCIATION_TYPE | agv1 | atv1
Electric | ElectricDevice | 102 | High Voltage Switching and Protective | 211 | DC Inline Switch | 102 | High Voltage Switching and Protective | 211 | DC Inline Switch | [12 empty] | fme_feature_type | ASSETGROUP | ASSETTYPE | ASSETGROUPDESC | ASSETTYPEDESC | NOMINALVOLTAGE | _UNFEATURECLASS | _domainNetworkName | ASSOCIATION_TYPE | agv1 | atv1
Electric | ElectricDevice | 103 | High Voltage Transformer | 0 | Unknown | 103 | High Voltage Transformer | 0 | Unknown | [12 empty] | fme_feature_type | ASSETGROUP | ASSETTYPE | ASSETGROUPDESC | ASSETTYPEDESC | NOMINALVOLTAGE | _UNFEATURECLASS | _domainNetworkName | ASSOCIATION_TYPE | agv1 | atv1
Electric | ElectricDevice | 103 | High Voltage Transformer | 221 | AC Current | 103 | High Voltage Transformer | 202 | AC Three Phase Power | [12 empty] | fme_feature_type | ASSETGROUP | ASSETTYPE | ASSETGROUPDESC | ASSETTYPEDESC | NOMINALVOLTAGE | _UNFEATURECLASS | _domainNetworkName | ASSOCIATION_TYPE | agv1 | atv1
Electric | ElectricDevice | 103 | High Voltage Transformer | 222 | AC Instrument | 103 | High Voltage Transformer | 202 | AC Three Phase Power | [12 empty] | fme_feature_type | ASSETGROUP | ASSETTYPE | ASSETGROUPDESC | ASSETTYPEDESC | NOMINALVOLTAGE | _UNFEATURECLASS | _domainNetworkName | ASSOCIATION_TYPE | agv1 | atv1
Electric | ElectricDevice | 103 | High Voltage Transformer | 223 | AC Power | 103 | High Voltage Transformer | 202 | AC Three Phase Power | [12 empty] | fme_feature_type | ASSETGROUP | ASSETTYPE | ASSETGROUPDESC | ASSETTYPEDESC | NOMINALVOLTAGE | _UNFEATURECLASS | _domainNetworkName | ASSOCIATION_TYPE | agv1 | atv1
Electric | ElectricDevice | 103 | High Voltage Transformer | 224 | AC Dual Role | 103 | High Voltage Transformer | 202 | AC Three Phase Power | [12 empty] | fme_feature_type | ASSETGROUP | ASSETTYPE | ASSETGROUPDESC | ASSETTYPEDESC | NOMINALVOLTAGE | _UNFEATURECLASS | _domainNetworkName | ASSOCIATION_TYPE | agv1 | atv1
Electric | ElectricDevice | 103 | High Voltage Transformer | 225 | DC Power | 103 | High Voltage Transformer | 203 | DC Power | [12 empty] | fme_feature_type | ASSETGROUP | ASSETTYPE | ASSETGROUPDESC | ASSETTYPEDESC | NOMINALVOLTAGE | _UNFEATURECLASS | _domainNetworkName | ASSOCIATION_TYPE | agv1 | atv1
Electric | ElectricDevice | 104 | High Voltage Regulator | 0 | Unknown | 104 | High Voltage Regulator | 0 | Unknown | [12 empty] | fme_feature_type | ASSETGROUP | ASSETTYPE | ASSETGROUPDESC | ASSETTYPEDESC | NOMINALVOLTAGE | _UNFEATURECLASS | _domainNetworkName | ASSOCIATION_TYPE | agv1 | atv1
Electric | ElectricDevice | 104 | High Voltage Regulator | 261 | AC Voltage Regulator | 104 | High Voltage Regulator | 261 | AC Voltage Regulator | [12 empty] | fme_feature_type | ASSETGROUP | ASSETTYPE | ASSETGROUPDESC | ASSETTYPEDESC | NOMINALVOLTAGE | _UNFEATURECLASS | _domainNetworkName | ASSOCIATION_TYPE | agv1 | atv1
Electric | ElectricDevice | 105 | High Voltage Meter | 0 | Unknown | 105 | High Voltage Meter | 0 | Unknown | [12 empty] | fme_feature_type | ASSETGROUP | ASSETTYPE | ASSETGROUPDESC | ASSETTYPEDESC | NOMINALVOLTAGE | _UNFEATURECLASS | _domainNetworkName | ASSOCIATION_TYPE | agv1 | atv1
Electric | ElectricDevice | 105 | High Voltage Meter | 81 | AC Meter | 105 | High Voltage Meter | 81 | AC Meter | [12 empty] | fme_feature_type | ASSETGROUP | ASSETTYPE | ASSETGROUPDESC | ASSETTYPEDESC | NOMINALVOLTAGE | _UNFEATURECLASS | _domainNetworkName | ASSOCIATION_TYPE | agv1 | atv1
Electric | ElectricDevice | 105 | High Voltage Meter | 82 | DC Meter | 105 | High Voltage Meter | 82 | DC Meter | [12 empty] | fme_feature_type | ASSETGROUP | ASSETTYPE | ASSETGROUPDESC | ASSETTYPEDESC | NOMINALVOLTAGE | _UNFEATURECLASS | _domainNetworkName | ASSOCIATION_TYPE | agv1 | atv1
Electric | ElectricDevice | 106 | Generation | 0 | Unknown | 106 | Generation | 0 | Unknown | [12 empty] | fme_feature_type | ASSETGROUP | ASSETTYPE | ASSETGROUPDESC | ASSETTYPEDESC | NOMINALVOLTAGE | _UNFEATURECLASS | _domainNetworkName | ASSOCIATION_TYPE | agv1 | atv1
Electric | ElectricDevice | 106 | Generation | 41 | AC Bio Mass | 106 | Generation | 62 | Biomass | [12 empty] | fme_feature_type | ASSETGROUP | ASSETTYPE | ASSETGROUPDESC | ASSETTYPEDESC | NOMINALVOLTAGE | _UNFEATURECLASS | _domainNetworkName | ASSOCIATION_TYPE | agv1 | atv1
Electric | ElectricDevice | 106 | Generation | 42 | AC Fosil Fuel | 106 | Generation | 42 | AC Fosil Fuel | [12 empty] | fme_feature_type | ASSETGROUP | ASSETTYPE | ASSETGROUPDESC | ASSETTYPEDESC | NOMINALVOLTAGE | _UNFEATURECLASS | _domainNetworkName | ASSOCIATION_TYPE | agv1 | atv1
Electric | ElectricDevice | 106 | Generation | 43 | AC Geothermal | 106 | Generation | 65 | Geothermal | [12 empty] | fme_feature_type | ASSETGROUP | ASSETTYPE | ASSETGROUPDESC | ASSETTYPEDESC | NOMINALVOLTAGE | _UNFEATURECLASS | _domainNetworkName | ASSOCIATION_TYPE | agv1 | atv1
Electric | ElectricDevice | 106 | Generation | 44 | AC Hydro | 106 | Generation | 66 | Hydro | [12 empty] | fme_feature_type | ASSETGROUP | ASSETTYPE | ASSETGROUPDESC | ASSETTYPEDESC | NOMINALVOLTAGE | _UNFEATURECLASS | _domainNetworkName | ASSOCIATION_TYPE | agv1 | atv1
Electric | ElectricDevice | 106 | Generation | 45 | AC Nuclear | 106 | Generation | 67 | Nuclear | [12 empty] | fme_feature_type | ASSETGROUP | ASSETTYPE | ASSETGROUPDESC | ASSETTYPEDESC | NOMINALVOLTAGE | _UNFEATURECLASS | _domainNetworkName | ASSOCIATION_TYPE | agv1 | atv1
Electric | ElectricDevice | 106 | Generation | 46 | AC Tidal | 106 | Generation | 46 | AC Tidal | [12 empty] | fme_feature_type | ASSETGROUP | ASSETTYPE | ASSETGROUPDESC | ASSETTYPEDESC | NOMINALVOLTAGE | _UNFEATURECLASS | _domainNetworkName | ASSOCIATION_TYPE | agv1 | atv1
Electric | ElectricDevice | 106 | Generation | 47 | DC Bio Mass | 106 | Generation | 62 | Biomass | [12 empty] | fme_feature_type | ASSETGROUP | ASSETTYPE | ASSETGROUPDESC | ASSETTYPEDESC | NOMINALVOLTAGE | _UNFEATURECLASS | _domainNetworkName | ASSOCIATION_TYPE | agv1 | atv1
Electric | ElectricDevice | 106 | Generation | 48 | DC Fosil Fuel | 106 | Generation | 48 | DC Fosil Fuel | [12 empty] | fme_feature_type | ASSETGROUP | ASSETTYPE | ASSETGROUPDESC | ASSETTYPEDESC | NOMINALVOLTAGE | _UNFEATURECLASS | _domainNetworkName | ASSOCIATION_TYPE | agv1 | atv1
Electric | ElectricDevice | 106 | Generation | 49 | DC Geothermal | 106 | Generation | 65 | Geothermal | [12 empty] | fme_feature_type | ASSETGROUP | ASSETTYPE | ASSETGROUPDESC | ASSETTYPEDESC | NOMINALVOLTAGE | _UNFEATURECLASS | _domainNetworkName | ASSOCIATION_TYPE | agv1 | atv1
Electric | ElectricDevice | 106 | Generation | 50 | DC Hydro | 106 | Generation | 66 | Hydro | [12 empty] | fme_feature_type | ASSETGROUP | ASSETTYPE | ASSETGROUPDESC | ASSETTYPEDESC | NOMINALVOLTAGE | _UNFEATURECLASS | _domainNetworkName | ASSOCIATION_TYPE | agv1 | atv1
Electric | ElectricDevice | 106 | Generation | 51 | DC Nuclear | 106 | Generation | 67 | Nuclear | [12 empty] | fme_feature_type | ASSETGROUP | ASSETTYPE | ASSETGROUPDESC | ASSETTYPEDESC | NOMINALVOLTAGE | _UNFEATURECLASS | _domainNetworkName | ASSOCIATION_TYPE | agv1 | atv1
Electric | ElectricDevice | 106 | Generation | 52 | DC Solar | 106 | Generation | 52 | DC Solar | [12 empty] | fme_feature_type | ASSETGROUP | ASSETTYPE | ASSETGROUPDESC | ASSETTYPEDESC | NOMINALVOLTAGE | _UNFEATURECLASS | _domainNetworkName | ASSOCIATION_TYPE | agv1 | atv1
Electric | ElectricDevice | 106 | Generation | 53 | DC Tidal | 106 | Generation | 53 | DC Tidal | [12 empty] | fme_feature_type | ASSETGROUP | ASSETTYPE | ASSETGROUPDESC | ASSETTYPEDESC | NOMINALVOLTAGE | _UNFEATURECLASS | _domainNetworkName | ASSOCIATION_TYPE | agv1 | atv1
Electric | ElectricDevice | 106 | Generation | 54 | DC Wind | 106 | Generation | 70 | Wind | [12 empty] | fme_feature_type | ASSETGROUP | ASSETTYPE | ASSETGROUPDESC | ASSETTYPEDESC | NOMINALVOLTAGE | _UNFEATURECLASS | _domainNetworkName | ASSOCIATION_TYPE | agv1 | atv1
Electric | ElectricDevice | 107 | Miscellaneous Equipment | 0 | Unknown | 107 | Miscellaneous Equipment | 0 | Unknown | [12 empty] | fme_feature_type | ASSETGROUP | ASSETTYPE | ASSETGROUPDESC | ASSETTYPEDESC | NOMINALVOLTAGE | _UNFEATURECLASS | _domainNetworkName | ASSOCIATION_TYPE | agv1 | atv1
Electric | ElectricDevice | 107 | Miscellaneous Equipment | 121 | Inverter | 107 | Miscellaneous Equipment | 121 | Inverter | [12 empty] | fme_feature_type | ASSETGROUP | ASSETTYPE | ASSETGROUPDESC | ASSETTYPEDESC | NOMINALVOLTAGE | _UNFEATURECLASS | _domainNetworkName | ASSOCIATION_TYPE | agv1 | atv1
Electric | ElectricDevice | 107 | Miscellaneous Equipment | 122 | Rectifier | 107 | Miscellaneous Equipment | 122 | Rectifier | [12 empty] | fme_feature_type | ASSETGROUP | ASSETTYPE | ASSETGROUPDESC | ASSETTYPEDESC | NOMINALVOLTAGE | _UNFEATURECLASS | _domainNetworkName | ASSOCIATION_TYPE | agv1 | atv1
Electric | ElectricDevice | 107 | Miscellaneous Equipment | 123 | Line Monitor | 107 | Miscellaneous Equipment | 123 | Line Monitor | [12 empty] | fme_feature_type | ASSETGROUP | ASSETTYPE | ASSETGROUPDESC | ASSETTYPEDESC | NOMINALVOLTAGE | _UNFEATURECLASS | _domainNetworkName | ASSOCIATION_TYPE | agv1 | atv1
Electric | ElectricDevice | 108 | High Voltage Power Factor Correcting Equipment | 0 | Unknown | 108 | High Voltage Power Factor Correcting Equipment | 0 | Unknown | [12 empty] | fme_feature_type | ASSETGROUP | ASSETTYPE | ASSETGROUPDESC | ASSETTYPEDESC | NOMINALVOLTAGE | _UNFEATURECLASS | _domainNetworkName | ASSOCIATION_TYPE | agv1 | atv1
Electric | ElectricDevice | 108 | High Voltage Power Factor Correcting Equipment | 161 | AC Capacitor | 108 | High Voltage Power Factor Correcting Equipment | 121 | AC Capacitor | [12 empty] | fme_feature_type | ASSETGROUP | ASSETTYPE | ASSETGROUPDESC | ASSETTYPEDESC | NOMINALVOLTAGE | _UNFEATURECLASS | _domainNetworkName | ASSOCIATION_TYPE | agv1 | atv1
Electric | ElectricDevice | 108 | High Voltage Power Factor Correcting Equipment | 162 | Harmonic Filter | 108 | High Voltage Power Factor Correcting Equipment | 162 | Harmonic Filter | [12 empty] | fme_feature_type | ASSETGROUP | ASSETTYPE | ASSETGROUPDESC | ASSETTYPEDESC | NOMINALVOLTAGE | _UNFEATURECLASS | _domainNetworkName | ASSOCIATION_TYPE | agv1 | atv1
Electric | ElectricDevice | 108 | High Voltage Power Factor Correcting Equipment | 163 | DC Capacitor | 108 | High Voltage Power Factor Correcting Equipment | 124 | DC Capacitor | [12 empty] | fme_feature_type | ASSETGROUP | ASSETTYPE | ASSETGROUPDESC | ASSETTYPEDESC | NOMINALVOLTAGE | _UNFEATURECLASS | _domainNetworkName | ASSOCIATION_TYPE | agv1 | atv1
Electric | ElectricDevice | 109 | High Voltage Storage | 0 | Unknown | 109 | High Voltage Storage | 0 | Unknown | [12 empty] | fme_feature_type | ASSETGROUP | ASSETTYPE | ASSETGROUPDESC | ASSETTYPEDESC | NOMINALVOLTAGE | _UNFEATURECLASS | _domainNetworkName | ASSOCIATION_TYPE | agv1 | atv1
Electric | ElectricDevice | 109 | High Voltage Storage | 301 | AC Storage | 109 | High Voltage Storage | 61 | Battery | [12 empty] | fme_feature_type | ASSETGROUP | ASSETTYPE | ASSETGROUPDESC | ASSETTYPEDESC | NOMINALVOLTAGE | _UNFEATURECLASS | _domainNetworkName | ASSOCIATION_TYPE | agv1 | atv1
Electric | ElectricDevice | 109 | High Voltage Storage | 302 | DC Storage | 109 | High Voltage Storage | 61 | Battery | [12 empty] | fme_feature_type | ASSETGROUP | ASSETTYPE | ASSETGROUPDESC | ASSETTYPEDESC | NOMINALVOLTAGE | _UNFEATURECLASS | _domainNetworkName | ASSOCIATION_TYPE | agv1 | atv1
Electric | ElectricDevice | 110 | High Voltage Insulator | 0 | Unknown | 110 | High Voltage Insulator | 0 | Unknown | [12 empty] | fme_feature_type | ASSETGROUP | ASSETTYPE | ASSETGROUPDESC | ASSETTYPEDESC | NOMINALVOLTAGE | _UNFEATURECLASS | _domainNetworkName | ASSOCIATION_TYPE | agv1 | atv1
Electric | ElectricDevice | 110 | High Voltage Insulator | 401 | Single | 110 | High Voltage Insulator | 401 | Single | [12 empty] | fme_feature_type | ASSETGROUP | ASSETTYPE | ASSETGROUPDESC | ASSETTYPEDESC | NOMINALVOLTAGE | _UNFEATURECLASS | _domainNetworkName | ASSOCIATION_TYPE | agv1 | atv1
Electric | ElectricDevice | 110 | High Voltage Insulator | 402 | Double | 110 | High Voltage Insulator | 402 | Double | [12 empty] | fme_feature_type | ASSETGROUP | ASSETTYPE | ASSETGROUPDESC | ASSETTYPEDESC | NOMINALVOLTAGE | _UNFEATURECLASS | _domainNetworkName | ASSOCIATION_TYPE | agv1 | atv1
Electric | ElectricDevice | 110 | High Voltage Insulator | 403 | Triple | 110 | High Voltage Insulator | 403 | Triple | [12 empty] | fme_feature_type | ASSETGROUP | ASSETTYPE | ASSETGROUPDESC | ASSETTYPEDESC | NOMINALVOLTAGE | _UNFEATURECLASS | _domainNetworkName | ASSOCIATION_TYPE | agv1 | atv1
Electric | ElectricDevice | 110 | High Voltage Insulator | 404 | Single V String | 110 | High Voltage Insulator | 404 | Single V String | [12 empty] | fme_feature_type | ASSETGROUP | ASSETTYPE | ASSETGROUPDESC | ASSETTYPEDESC | NOMINALVOLTAGE | _UNFEATURECLASS | _domainNetworkName | ASSOCIATION_TYPE | agv1 | atv1
Electric | ElectricDevice | 110 | High Voltage Insulator | 405 | Double V String | 110 | High Voltage Insulator | 405 | Double V String | [12 empty] | fme_feature_type | ASSETGROUP | ASSETTYPE | ASSETGROUPDESC | ASSETTYPEDESC | NOMINALVOLTAGE | _UNFEATURECLASS | _domainNetworkName | ASSOCIATION_TYPE | agv1 | atv1
Electric | ElectricDevice | 110 | High Voltage Insulator | 406 | Triple V String | 110 | High Voltage Insulator | 406 | Triple V String | [12 empty] | fme_feature_type | ASSETGROUP | ASSETTYPE | ASSETGROUPDESC | ASSETTYPEDESC | NOMINALVOLTAGE | _UNFEATURECLASS | _domainNetworkName | ASSOCIATION_TYPE | agv1 | atv1
Electric | ElectricDevice | 110 | High Voltage Insulator | 407 | Single String Running Angle | 110 | High Voltage Insulator | 407 | Single String Running Angle | [12 empty] | fme_feature_type | ASSETGROUP | ASSETTYPE | ASSETGROUPDESC | ASSETTYPEDESC | NOMINALVOLTAGE | _UNFEATURECLASS | _domainNetworkName | ASSOCIATION_TYPE | agv1 | atv1
Electric | ElectricDevice | 110 | High Voltage Insulator | 408 | Double String Running Angle | 110 | High Voltage Insulator | 408 | Double String Running Angle | [12 empty] | fme_feature_type | ASSETGROUP | ASSETTYPE | ASSETGROUPDESC | ASSETTYPEDESC | NOMINALVOLTAGE | _UNFEATURECLASS | _domainNetworkName | ASSOCIATION_TYPE | agv1 | atv1
Electric | ElectricDevice | 110 | High Voltage Insulator | 409 | Triple String Running Angle | 110 | High Voltage Insulator | 409 | Triple String Running Angle | [12 empty] | fme_feature_type | ASSETGROUP | ASSETTYPE | ASSETGROUPDESC | ASSETTYPEDESC | NOMINALVOLTAGE | _UNFEATURECLASS | _domainNetworkName | ASSOCIATION_TYPE | agv1 | atv1
Electric | ElectricDevice | 110 | High Voltage Insulator | 410 | Single Suspension | 110 | High Voltage Insulator | 410 | Single Suspension | [12 empty] | fme_feature_type | ASSETGROUP | ASSETTYPE | ASSETGROUPDESC | ASSETTYPEDESC | NOMINALVOLTAGE | _UNFEATURECLASS | _domainNetworkName | ASSOCIATION_TYPE | agv1 | atv1
Electric | ElectricDevice | 110 | High Voltage Insulator | 411 | Double Suspension | 110 | High Voltage Insulator | 411 | Double Suspension | [12 empty] | fme_feature_type | ASSETGROUP | ASSETTYPE | ASSETGROUPDESC | ASSETTYPEDESC | NOMINALVOLTAGE | _UNFEATURECLASS | _domainNetworkName | ASSOCIATION_TYPE | agv1 | atv1
Electric | ElectricDevice | 110 | High Voltage Insulator | 412 | Triple Suspension | 110 | High Voltage Insulator | 412 | Triple Suspension | [12 empty] | fme_feature_type | ASSETGROUP | ASSETTYPE | ASSETGROUPDESC | ASSETTYPEDESC | NOMINALVOLTAGE | _UNFEATURECLASS | _domainNetworkName | ASSOCIATION_TYPE | agv1 | atv1
Electric | ElectricJunction | 1 | Connection Point | 0 | Unknown | 1 | Connection Point | 0 | Unknown | [12 empty] | fme_feature_type | ASSETGROUP | ASSETTYPE | ASSETGROUPDESC | ASSETTYPEDESC | NOMINALVOLTAGE | _UNFEATURECLASS | _domainNetworkName | ASSOCIATION_TYPE | agv1 | atv1
Electric | ElectricJunction | 1 | Connection Point | 1 | AC | 1 | Connection Point | 1 | AC | [12 empty] | fme_feature_type | ASSETGROUP | ASSETTYPE | ASSETGROUPDESC | ASSETTYPEDESC | NOMINALVOLTAGE | _UNFEATURECLASS | _domainNetworkName | ASSOCIATION_TYPE | agv1 | atv1
Electric | ElectricJunction | 1 | Connection Point | 2 | DC | 1 | Connection Point | 2 | DC | [12 empty] | fme_feature_type | ASSETGROUP | ASSETTYPE | ASSETGROUPDESC | ASSETTYPEDESC | NOMINALVOLTAGE | _UNFEATURECLASS | _domainNetworkName | ASSOCIATION_TYPE | agv1 | atv1
Electric | ElectricJunction | 1 | Connection Point | 9 | Splice | 1 | Connection Point | 20 | AC Overhead Splice | [12 empty] | fme_feature_type | ASSETGROUP | ASSETTYPE | ASSETGROUPDESC | ASSETTYPEDESC | NOMINALVOLTAGE | _UNFEATURECLASS | _domainNetworkName | ASSOCIATION_TYPE | agv1 | atv1
Electric | ElectricJunction | 1 | Connection Point | 100 | Tap | 1 | Connection Point | 21 | AC Tap | [12 empty] | fme_feature_type | ASSETGROUP | ASSETTYPE | ASSETGROUPDESC | ASSETTYPEDESC | NOMINALVOLTAGE | _UNFEATURECLASS | _domainNetworkName | ASSOCIATION_TYPE | agv1 | atv1
Electric | ElectricJunction | 2 | Line End | 0 | Unknown | 2 | Line End | 0 | Unknown | [12 empty] | fme_feature_type | ASSETGROUP | ASSETTYPE | ASSETGROUPDESC | ASSETTYPEDESC | NOMINALVOLTAGE | _UNFEATURECLASS | _domainNetworkName | ASSOCIATION_TYPE | agv1 | atv1
Electric | ElectricJunction | 2 | Line End | 61 | AC Line End | 2 | Line End | 41 | AC | [12 empty] | fme_feature_type | ASSETGROUP | ASSETTYPE | ASSETGROUPDESC | ASSETTYPEDESC | NOMINALVOLTAGE | _UNFEATURECLASS | _domainNetworkName | ASSOCIATION_TYPE | agv1 | atv1
Electric | ElectricJunction | 2 | Line End | 62 | DC Line End | 2 | Line End | 42 | DC | [12 empty] | fme_feature_type | ASSETGROUP | ASSETTYPE | ASSETGROUPDESC | ASSETTYPEDESC | NOMINALVOLTAGE | _UNFEATURECLASS | _domainNetworkName | ASSOCIATION_TYPE | agv1 | atv1
Electric | ElectricJunction | 2 | Line End | 63 | AC Terminator | 2 | Line End | 41 | AC | [12 empty] | fme_feature_type | ASSETGROUP | ASSETTYPE | ASSETGROUPDESC | ASSETTYPEDESC | NOMINALVOLTAGE | _UNFEATURECLASS | _domainNetworkName | ASSOCIATION_TYPE | agv1 | atv1
Electric | ElectricJunction | 2 | Line End | 64 | DC Terminator | 2 | Line End | 42 | DC | [12 empty] | fme_feature_type | ASSETGROUP | ASSETTYPE | ASSETGROUPDESC | ASSETTYPEDESC | NOMINALVOLTAGE | _UNFEATURECLASS | _domainNetworkName | ASSOCIATION_TYPE | agv1 | atv1
Electric | ElectricJunction | 3 | Ground | 0 | Unknown | 3 | Ground | 0 | Unknown | [12 empty] | fme_feature_type | ASSETGROUP | ASSETTYPE | ASSETGROUPDESC | ASSETTYPEDESC | NOMINALVOLTAGE | _UNFEATURECLASS | _domainNetworkName | ASSOCIATION_TYPE | agv1 | atv1
Electric | ElectricJunction | 3 | Ground | 81 | Ground | 3 | Ground | 81 | Ground | [12 empty] | fme_feature_type | ASSETGROUP | ASSETTYPE | ASSETGROUPDESC | ASSETTYPEDESC | NOMINALVOLTAGE | _UNFEATURECLASS | _domainNetworkName | ASSOCIATION_TYPE | agv1 | atv1
Electric | ElectricJunction | 4 | Riser | 0 | Unknown | 4 | Riser | 0 | Unknown | [12 empty] | fme_feature_type | ASSETGROUP | ASSETTYPE | ASSETGROUPDESC | ASSETTYPEDESC | NOMINALVOLTAGE | _UNFEATURECLASS | _domainNetworkName | ASSOCIATION_TYPE | agv1 | atv1
Electric | ElectricJunction | 4 | Riser | 130 | AC Riser | 4 | Riser | 130 | AC Riser | [12 empty] | fme_feature_type | ASSETGROUP | ASSETTYPE | ASSETGROUPDESC | ASSETTYPEDESC | NOMINALVOLTAGE | _UNFEATURECLASS | _domainNetworkName | ASSOCIATION_TYPE | agv1 | atv1
Electric | ElectricJunction | 4 | Riser | 131 | DC Riser | 4 | Riser | 131 | DC Riser | [12 empty] | fme_feature_type | ASSETGROUP | ASSETTYPE | ASSETGROUPDESC | ASSETTYPEDESC | NOMINALVOLTAGE | _UNFEATURECLASS | _domainNetworkName | ASSOCIATION_TYPE | agv1 | atv1
Electric | ElectricLine | 0 | Unknown | 0 | Unknown | 0 | Unknown | 0 | Unknown | [12 empty] | fme_feature_type | ASSETGROUP | ASSETTYPE | ASSETGROUPDESC | ASSETTYPEDESC | NOMINALVOLTAGE | _UNFEATURECLASS | _domainNetworkName | ASSOCIATION_TYPE | agv1 | atv1
Electric | ElectricLine | 1 | Busbar | 0 | Unknown | 1 | Busbar | 0 | Unknown | [12 empty] | fme_feature_type | ASSETGROUP | ASSETTYPE | ASSETGROUPDESC | ASSETTYPEDESC | NOMINALVOLTAGE | _UNFEATURECLASS | _domainNetworkName | ASSOCIATION_TYPE | agv1 | atv1
Electric | ElectricLine | 1 | Busbar | 4 | AC High Voltage | 1 | Busbar | 2 | AC Station Three Phase | [12 empty] | fme_feature_type | ASSETGROUP | ASSETTYPE | ASSETGROUPDESC | ASSETTYPEDESC | NOMINALVOLTAGE | _UNFEATURECLASS | _domainNetworkName | ASSOCIATION_TYPE | agv1 | atv1
Electric | ElectricLine | 1 | Busbar | 5 | DC High Voltage | 1 | Busbar | 3 | DC Station | [12 empty] | fme_feature_type | ASSETGROUP | ASSETTYPE | ASSETGROUPDESC | ASSETTYPEDESC | NOMINALVOLTAGE | _UNFEATURECLASS | _domainNetworkName | ASSOCIATION_TYPE | agv1 | atv1
Electric | ElectricLine | 2 | Connector | 0 | Unknown | 2 | Connector | 0 | Unknown | [12 empty] | fme_feature_type | ASSETGROUP | ASSETTYPE | ASSETGROUPDESC | ASSETTYPEDESC | NOMINALVOLTAGE | _UNFEATURECLASS | _domainNetworkName | ASSOCIATION_TYPE | agv1 | atv1
Electric | ElectricLine | 2 | Connector | 51 | AC | 2 | Connector | 40 | AC Connector | [12 empty] | fme_feature_type | ASSETGROUP | ASSETTYPE | ASSETGROUPDESC | ASSETTYPEDESC | NOMINALVOLTAGE | _UNFEATURECLASS | _domainNetworkName | ASSOCIATION_TYPE | agv1 | atv1
Electric | ElectricLine | 2 | Connector | 52 | DC | 2 | Connector | 41 | DC Connector | [12 empty] | fme_feature_type | ASSETGROUP | ASSETTYPE | ASSETGROUPDESC | ASSETTYPEDESC | NOMINALVOLTAGE | _UNFEATURECLASS | _domainNetworkName | ASSOCIATION_TYPE | agv1 | atv1
Electric | ElectricLine | 10 | High Voltage Conductor | 0 | Unknown | 10 | High Voltage Conductor | 0 | Unknown | [12 empty] | fme_feature_type | ASSETGROUP | ASSETTYPE | ASSETGROUPDESC | ASSETTYPEDESC | NOMINALVOLTAGE | _UNFEATURECLASS | _domainNetworkName | ASSOCIATION_TYPE | agv1 | atv1
Electric | ElectricLine | 10 | High Voltage Conductor | 200 | AC Overhead | 10 | High Voltage Conductor | 20 | AC Overhead | [12 empty] | fme_feature_type | ASSETGROUP | ASSETTYPE | ASSETGROUPDESC | ASSETTYPEDESC | NOMINALVOLTAGE | _UNFEATURECLASS | _domainNetworkName | ASSOCIATION_TYPE | agv1 | atv1
Electric | ElectricLine | 10 | High Voltage Conductor | 201 | AC Submarine | 10 | High Voltage Conductor | 21 | AC Submersible | [12 empty] | fme_feature_type | ASSETGROUP | ASSETTYPE | ASSETGROUPDESC | ASSETTYPEDESC | NOMINALVOLTAGE | _UNFEATURECLASS | _domainNetworkName | ASSOCIATION_TYPE | agv1 | atv1
Electric | ElectricLine | 10 | High Voltage Conductor | 202 | AC Underground | 10 | High Voltage Conductor | 22 | AC Underground | [12 empty] | fme_feature_type | ASSETGROUP | ASSETTYPE | ASSETGROUPDESC | ASSETTYPEDESC | NOMINALVOLTAGE | _UNFEATURECLASS | _domainNetworkName | ASSOCIATION_TYPE | agv1 | atv1
Electric | ElectricLine | 10 | High Voltage Conductor | 203 | DC Overhead | 10 | High Voltage Conductor | 23 | DC Overhead | [12 empty] | fme_feature_type | ASSETGROUP | ASSETTYPE | ASSETGROUPDESC | ASSETTYPEDESC | NOMINALVOLTAGE | _UNFEATURECLASS | _domainNetworkName | ASSOCIATION_TYPE | agv1 | atv1
Electric | ElectricLine | 10 | High Voltage Conductor | 204 | DC Submarine | 10 | High Voltage Conductor | 24 | DC Submersible | [12 empty] | fme_feature_type | ASSETGROUP | ASSETTYPE | ASSETGROUPDESC | ASSETTYPEDESC | NOMINALVOLTAGE | _UNFEATURECLASS | _domainNetworkName | ASSOCIATION_TYPE | agv1 | atv1
Electric | ElectricLine | 10 | High Voltage Conductor | 205 | DC Underground | 10 | High Voltage Conductor | 25 | DC Underground | [12 empty] | fme_feature_type | ASSETGROUP | ASSETTYPE | ASSETGROUPDESC | ASSETTYPEDESC | NOMINALVOLTAGE | _UNFEATURECLASS | _domainNetworkName | ASSOCIATION_TYPE | agv1 | atv1
Note on L21: Mark Stoakes: from SwitchingFacility
Note on L40: Mark Stoakes: from SwitchingFacility
Note on L41: Mark Stoakes: from SwitchingFacility
Note on L42: Mark Stoakes: from SwitchingFacility
Note on L43: Mark Stoakes: from SwitchingFacility
Note on O47: Mark Stoakes: created in AttrbuteManager
Note on K63: Mark Stoakes: original mappings showed this as single circuit lattice
Note on L97: Mark Stoakes: Note: some Fuses also as Structure, Electric Bay
Note on L99: Mark Stoakes: Note: some Fuses also as Structure, Electric Bay
Note on O103: Mark Stoakes: set in AttributeManager
Note on J104: Mark Stoakes: check these
Note on L105: Mark Stoakes: Note: some Switches also as Structure, Electric Bay
Note on N238: Mark Stoakes: Made assumbtion regarding SUBTYPE
Note on N242: Mark Stoakes: Made assumbtion regarding SUBTYPE
Note on M296: Mark Stoakes: check suptypes
Note on N328: Mark Stoakes: No SUBTYPECD in original V1 mappings. Assuming SUBTYPECD = 1
Note on N331: Mark Stoakes: No SUBTYPECD in original V1 mappings. Assuming SUBTYPECD = 1
Note on N335: Mark Stoakes: No SUBTYPECD in original V1 mappings. Assuming SUBTYPECD = 1
Note on N338: Mark Stoakes: No SUBTYPECD in original V1 mappings. Assuming SUBTYPECD = 1
Note on N375: Mark Stoakes: No SUBTYPECD in original V1 mappings. Assuming SUBTYPECD = 1
Note on N380: Mark Stoakes: No SUBTYPECD in original V1 mappings. Assuming SUBTYPECD = 1
Note on N384: Mark Stoakes: No SUBTYPECD in original V1 mappings. Assuming SUBTYPECD = 1
Note on P409: Mark Stoakes: Clashes with 3P
Note on L419: Mark Stoakes: Unknown mappings form V1 workspace for Dynamic Protective Device Unit tables
Note on J504: Mark Stoakes: can't find these in the V3.2 schema
Note on J525: Mark Stoakes: can't find these in the V3.2 schema
Note on H556: Mark Stoakes: Why no schema mapping here? All Junctions are created in the workspace… or Assembly Bulder XML They don't exist in the source GN

## Domains
ArcGISFeatureClass | ArcGISAttrName | UNAttrName | ArcGISDesc | ArcGISCode | UNDesc | UNCode | FeatureTypeAttr
| NOMINALVOLTAGE | NOMINALVOLTAGE |  |  | Unknown | 0
| NOMINALVOLTAGE | NOMINALVOLTAGE | 120 V | 10 | 120 V | 120
| NOMINALVOLTAGE | NOMINALVOLTAGE | 120 V | 10 | 120 V | 125
| NOMINALVOLTAGE | NOMINALVOLTAGE | 120 V | 10 | 120 V | 216
| NOMINALVOLTAGE | NOMINALVOLTAGE | 120 V | 10 | 120 V | 240
| NOMINALVOLTAGE | NOMINALVOLTAGE |  |  | 12 KV | 12000
| NOMINALVOLTAGE | NOMINALVOLTAGE | 7.2 kV Grounded Wye | 160 | 12.47 KV | 12470
| NOMINALVOLTAGE | NOMINALVOLTAGE | 12.4 kV Grounded Wye | 210 | 13.2 KV | 13200
| NOMINALVOLTAGE | NOMINALVOLTAGE | 13.2 kV Grounded Wye | 230 | 13.2 KV | 13200
| NOMINALVOLTAGE | NOMINALVOLTAGE | 13.8 kV Grounded Wye | 270 | 13.8 KV | 13800
| NOMINALVOLTAGE | NOMINALVOLTAGE | 13.8 kV Grounded Wye | 260 | 13.8 KV | 13800
| NOMINALVOLTAGE | NOMINALVOLTAGE |  |  | 20.78 KV | 20780
| NOMINALVOLTAGE | NOMINALVOLTAGE |  |  | Unassigned | 2147483547
| NOMINALVOLTAGE | NOMINALVOLTAGE |  |  | 22.86 KV | 22860
| NOMINALVOLTAGE | NOMINALVOLTAGE |  |  | 23 KV | 23000
| NOMINALVOLTAGE | NOMINALVOLTAGE | 120/208 V | 20 | 208 V | 208
| NOMINALVOLTAGE | NOMINALVOLTAGE | 120/240 V | 30 | 240 V | 240
| NOMINALVOLTAGE | NOMINALVOLTAGE | 2400 V Delta | 80 | 2.4 KV | 2400
| NOMINALVOLTAGE | NOMINALVOLTAGE | 24.9 kV Grounded Wye | 340 | 24.94 KV | 24900
| NOMINALVOLTAGE | NOMINALVOLTAGE |  |  | 277 V | 277
| NOMINALVOLTAGE | NOMINALVOLTAGE | 34.5 kV Grounded Wye | 380 | 34.5 KV | 34500
| NOMINALVOLTAGE | NOMINALVOLTAGE | 4160 V Delta | 110 | 4.16 KV | 4160
| NOMINALVOLTAGE | NOMINALVOLTAGE | 7200 V Delta | 150 | 4.16 KV | 7200
| NOMINALVOLTAGE | NOMINALVOLTAGE |  |  | 46 KV | 46000
| NOMINALVOLTAGE | NOMINALVOLTAGE | 277/480 V | 50 | 480 V | 480
| NOMINALVOLTAGE | NOMINALVOLTAGE | 480 V | 60 | 480 V | 480
| NOMINALVOLTAGE | NOMINALVOLTAGE |  |  | 4.8 KV | 4800
| NOMINALVOLTAGE | NOMINALVOLTAGE |  |  | 600 V | 600
| NOMINALVOLTAGE | NOMINALVOLTAGE |  |  | 6.9 KV | 6900
| NOMINALVOLTAGE | NOMINALVOLTAGE |  |  | 69 KV | 69000
| NOMINALVOLTAGE | NOMINALVOLTAGE |  |  | 8.32 KV | 8320
| PHASEDESIGNATION | PHASESNORMAL |  |  | DeEnergized | 0
| PHASEDESIGNATION | PHASESNORMAL | C | 1 | C | 1
| PHASEDESIGNATION | PHASESNORMAL | B | 2 | B | 2
| PHASEDESIGNATION | PHASESNORMAL | BC | 3 | BC | 3
| PHASEDESIGNATION | PHASESNORMAL | A | 4 | A | 4
| PHASEDESIGNATION | PHASESNORMAL | AC | 5 | AC | 5
| PHASEDESIGNATION | PHASESNORMAL | AB | 6 | AB | 6
| PHASEDESIGNATION | PHASESNORMAL | ABC | 7 | ABC | 7
| PHASEDESIGNATION | PHASESNORMAL | ABC | 0 | ABC | 7
SupportStructure | MATERIAL | MATERIAL |  |  | Unknown | 0 | fme_feature_type
SupportStructure | MATERIAL | MATERIAL |  |  | Carbon Fiber | 2 | fme_feature_type
SupportStructure | MATERIAL | MATERIAL |  |  | Composite | 3 | fme_feature_type
SupportStructure | MATERIAL | MATERIAL |  |  | Fiberglass | 4 | fme_feature_type
SupportStructure | MATERIAL | MATERIAL |  |  | Monofilament | 5 | fme_feature_type
SupportStructure | MATERIAL | MATERIAL |  | S | Steel | 6 | fme_feature_type
SupportStructure | MATERIAL | MATERIAL |  | W | Wood | 7 | fme_feature_type
SupportStructure | MATERIAL | MATERIAL |  | C | Poured Concrete | 8 | fme_feature_type
SupportStructure | MATERIAL | MATERIAL |  | C | Precast Concrete | 8 | fme_feature_type
SupportStructure | MATERIAL | MATERIAL |  | A | Other | 20 | fme_feature_type
SupportStructure | MATERIAL | MATERIAL |  | TIN | Unknown | 0 | fme_feature_type
SupportStructure | MATERIAL | MATERIAL |  |  | Unknown | 0 | fme_feature_type
SurfaceStructure | MATERIAL | MATERIAL |  |  | Unknown | 0 | fme_feature_type
SurfaceStructure | MATERIAL | MATERIAL |  |  | Carbon Fiber | 2 | fme_feature_type
SurfaceStructure | MATERIAL | MATERIAL |  |  | Composite | 3 | fme_feature_type
SurfaceStructure | MATERIAL | MATERIAL |  |  | Fiberglass | 4 | fme_feature_type
SurfaceStructure | MATERIAL | MATERIAL |  |  | Monofilament | 5 | fme_feature_type
SurfaceStructure | MATERIAL | MATERIAL |  | S | Steel | 6 | fme_feature_type
SurfaceStructure | MATERIAL | MATERIAL |  | W | Wood | 7 | fme_feature_type
SurfaceStructure | MATERIAL | MATERIAL |  | C | Poured Concrete | 8 | fme_feature_type
SurfaceStructure | MATERIAL | MATERIAL |  | C | Precast Concrete | 8 | fme_feature_type
SurfaceStructure | MATERIAL | MATERIAL |  | A | Other | 20 | fme_feature_type
SurfaceStructure | MATERIAL | MATERIAL |  | TIN | Unknown | 0 | fme_feature_type
SurfaceStructure | MATERIAL | MATERIAL |  | B | Unknown | 0 | fme_feature_type
SurfaceStructure | MATERIAL | MATERIAL |  |  | Unknown | 0 | fme_feature_type
UndergroundStructure | MATERIAL | MATERIAL |  | <Null> | Unknown | 0 | fme_feature_type
UndergroundStructure | MATERIAL | MATERIAL |  |  | Unknown | 0 | fme_feature_type
SwitchingFacility | MATERIAL | MATERIAL |  |  | Unknown | 0 | fme_feature_type
Note on B1: Case sensitive - uppercase
Note on C2: Mark Stoakes: set this to uppercase
Note on G6: Mark Stoakes: Don't know what to do here for street lights GN: geodb_subtype_name' `Underground Streetlight Conductor'
Note on C33: Mark Stoakes: set this to uppercase
Note on F51: Mark Stoakes: Just a guess
Note on F63: Mark Stoakes: Just a guess

## LineToJunctionLookup
LineAssetGroupDesc | LineAssetTypeDesc | JunctionAssetGroupDesc | JunctionAssetTypeDesc | LineAssetTypeDescV1 | JunctionAssetGroupDescV1 | JunctionAssetTypeDescV1
Low Voltage Conductor | Unknown | Low Voltage Line End | Unknown | Unknown | Line End | Unknown
Low Voltage Conductor | Overhead | Low Voltage Line End | Overhead Line End | Overhead Single Phase | Line End | Low Voltage Single Phase Line End
Low Voltage Conductor | Overhead | Low Voltage Line End | Overhead Line End | Overhead Three Phase | Line End | Low Voltage Three Phase Line End
Low Voltage Conductor | Overhead | Low Voltage Line End | Overhead Line End | Overhead Two Phase | Line End | Low Voltage Two Phase Line End
Low Voltage Conductor | Underground | Low Voltage Line End | Underground Terminator | Underground Single Phase | Line End | Low Voltage Single Phase Terminator
Low Voltage Conductor | Underground | Low Voltage Line End | Underground Terminator | Underground Three Phase | Line End | Low Voltage Three Phase Terminator
Low Voltage Conductor | Underground | Low Voltage Line End | Underground Terminator | Underground Two Phase | Line End | Low Voltage Two Phase Terminator
Medium Voltage Conductor | Unknown | Medium Voltage Line End | Unknown | Unknown | Line End | Unknown
Medium Voltage Conductor | Overhead Single Phase | Medium Voltage Line End | Overhead Line End | Overhead Single Phase | Line End | Medium Voltage Single Phase Line End
Medium Voltage Conductor | Overhead Three Phase | Medium Voltage Line End | Overhead Line End | Overhead Three Phase | Line End | Medium Voltage Three Phase Line End
Medium Voltage Conductor | Overhead Two Phase | Medium Voltage Line End | Overhead Line End | Overhead Two Phase | Line End | Medium Voltage Two Phase Line End
Medium Voltage Conductor | Underground Single Phase | Medium Voltage Line End | Underground Terminator | Underground Single Phase | Line End | Medium Voltage Single Phase Terminator
Medium Voltage Conductor | Underground Three Phase | Medium Voltage Line End | Underground Terminator | Underground Three Phase | Line End | Medium Voltage Three Phase Terminator
Medium Voltage Conductor | Underground Two Phase | Medium Voltage Line End | Underground Terminator | Underground Two Phase | Line End | Medium Voltage Two Phase Terminator
Low Voltage Conductor | Unknown | Riser | Unknown | Unknown | Riser | Unknown
Low Voltage Conductor | Underground | Riser | Low Voltage Single Phase | Underground Single Phase | Riser | Low Voltage Single Phase
Low Voltage Conductor | Underground | Riser | Low Voltage Three Phase | Underground Three Phase | Riser | Low Voltage Three Phase
Low Voltage Conductor | Underground | Riser | Low Voltage Two Phase | Underground Two Phase | Riser | Low Voltage Two Phase
Medium Voltage Conductor | Underground Single Phase | Riser | Medium Voltage Single Phase | Underground Single Phase | Riser | Medium Voltage Single Phase
Medium Voltage Conductor | Underground Three Phase | Riser | Medium Voltage Three Phase | Underground Three Phase | Riser | Medium Voltage Three Phase
Medium Voltage Conductor | Underground Two Phase | Riser | Medium Voltage Two Phase | Underground Two Phase | Riser | Medium Voltage Two Phase
Medium Voltage Busbar | Cabinet Three Phase | Medium Voltage Line End | Busbar Terminator | Cabinet | Line End | Medium Voltage Three Phase Terminator
Medium Voltage Conductor | Overhead Single Phase | Medium Voltage Connection Point | Overhead Tap | Overhead Single Phase | Connection Point | Tap
Medium Voltage Conductor | Overhead Three Phase | Medium Voltage Connection Point | Overhead Tap | Overhead Three Phase | Connection Point | Tap
Medium Voltage Conductor | Overhead Two Phase | Medium Voltage Connection Point | Overhead Tap | Overhead Two Phase | Connection Point | Tap
Low Voltage Conductor | Overhead | Low Voltage Connection Point | Overhead Tap | Overhead Single Phase | Connection Point | Tap
Low Voltage Conductor | Overhead | Low Voltage Connection Point | Overhead Tap | Overhead Three Phase | Connection Point | Tap
Low Voltage Conductor | Overhead | Low Voltage Connection Point | Overhead Tap | Overhead Two Phase | Connection Point | Tap
Note on A1: Mark Stoakes: default junction assetgroup/type based on the line type

## ElectricDistributionLine
UNAttrName | ArcGISFeatureAttr | UNAttrDefaultValue
CREATIONDATE | DATECREATED
CREATOR | CREATIONUSER
LASTUPDATE
UPDATEDBY
GLOBALID | GLOBALID
LABELTEXT | LABELTEXT
NEUTRALTYPE | EQUIPTYPENEUTRAL
NOMINALVOLTAGE | NOMINALVOLTAGE
PHASESBUILT
PHASESNORMAL | PHASEDESIGNATION
phasescurrent
PHASESENERGIZED
COMMONCONDUCTORTYPE
NOTES
PROPOGATEDVOLTAGE
SUBNETWORKNAME
Note on A1: Trent Kading: Required Field
Note on B1: Trent Kading: Required Field
Note on C1: Trent Kading: Optional Field if wanting to set a Default vaule to a new attribute.

## ElectricDistributionDevice
UNAttrName | ArcGISFeatureAttr | UNAttrDefaultValue
CONTAINMENTSTATUS
CREATIONDATE | DATECREATED
CREATOR | CREATIONUSER
LASTUPDATE
UPDATEDBY
GLOBALID | GLOBALID
ARRESETER_DISCHARGECURRENT
ASSETID | FACILITYID
DATEINSTALLED | INSTALLATIONDATE
DEVICEOWNER | OWNER
DEVICEOWNER | Owner
DEVICEOWNER | Ownership
DEVICESTATUS
FUSE_CONTINUOUS_AMPS
FUSE_INTERRUPTING_AMPS
GANGOPERATED | GANGOPERATED
KVAR | TOTALKVAR
LABELTEXT
LIGHT_WATTS
LOWSIDEVOLTAGE | LOWSIDEVOLTAGE
MANUFACTURER | MANUFACTURER
MODEL
NOTES | COMMENT
PHASESBUILT
PHASESNORMAL | PHASEDESIGNATION
PHASESCURRENT | PHASEDESIGNATION
PHASESENERGIZED
REGULATOR_KVA
SERIALNUMBER
SERVICE_LOAD
SYMBOLROTATION | SYMBOLROTATION
TRANSFORMER_KVA | TRANSFORMER_KVA
YEARMANUFACTURED | YEARMANUFACTURED
NOMINALVOLTAGE | NOMINALVOLTAGE
GENERATIONKW
PROPOGATEDVOLTAGE
SUBNETWORK_NAME | FEEDERID
CONTROLLER_NAME | FEEDERID
Note on A1: Trent Kading: Required Field
Note on B1: Trent Kading: Required Field
Note on C1: Trent Kading: Optional Field if wanting to set a Default vaule to a new attribute.

## ElectricDistributionJunction
UNAttrName | ArcGISFeatureAttr | UNAttrDefaultValue
CREATIONDATE | DATECREATED
CREATOR | CREATIONUSER
LASTUPDATE
UPDATEDBY
GLOBALID | GLOBALID
LABELTEXT
NOTES
PHASESBUILT
PHASESNORMAL | PHASEDESIGNATION
PHASESCURRENT
PHASESENERGIZED
SYMBOLROTATION | SYMBOLROTATION
NOMINALVOLTAGE
PROPOGATEDVOLTAGE
SUBNETWORKNAME
Note on A1: Trent Kading: Required Field
Note on B1: Trent Kading: Required Field
Note on C1: Trent Kading: Optional Field if wanting to set a Default vaule to a new attribute.

## ElectricDistributionAssembly
UNAttrName | ArcGISFeatureAttr | UNAttrDefaultValue
CREATIONDATE | DATECREATED
CREATOR | CREATIONUSER
LASTUPDATE
UPDATEDBY
GLOBALID | GLOBALID
CONFIGURATION
LABELTEXT
NOTES | COMMENT
SYMBOLROTATION | SYMBOLROTATION
SUBNETWORKNAME
Note on A1: Trent Kading: Required Field
Note on B1: Trent Kading: Required Field
Note on C1: Trent Kading: Optional Field if wanting to set a Default vaule to a new attribute.

## StructureJunction
UNAttrName | ArcGISFeatureAttr | UNAttrDefaultValue
CREATIONDATE | DATECREATED
CREATOR | CREATIONUSER
LASTUPDATE
UPDATEDBY
GLOBALID | GLOBALID
ASSETID | FACILITYID
CLASS | CLASS
COMPARTMENTS
DATEINSTALLED | INSTALLATIONDATE
DEPTH
DIAMETER
DUCTCOUNT
GUYWIREDIAMETER
GUYWIREMATERIAL
GUYANCHORSIZE
GUYANCHORTYPE
HEIGHT | HEIGHT
LABELTEXT
MANUFACTURER
MATERIAL
MODEL
NOTES
SERIALNUMBER
SIZE
STRUCTUREUSE
SYMBOLROTATION | SYMBOLROTATION
TREATMENT
YEARMANUFACTURED
Note on A1: Trent Kading: Required Field
Note on B1: Trent Kading: Required Field
Note on C1: Trent Kading: Optional Field if wanting to set a Default vaule to a new attribute.
Note on A26: dom: ElectricDistributionStructureJunctionUse 0 Unknown 1 Main Line 2 Primary Tap Line 3 Secondary

## StructureLine
UNAttrName | ArcGISFeatureAttr | UNAttrDefaultValue
CREATIONDATE | DATECREATED
CREATOR | CREATIONUSER
LASTUPDATE
UPDATEDBY
GLOBALID | GLOBALID
ASSETID
CAPACITY
DATEINSTALLED
DEPTH
GUYWIREDIAMETER
GUYWIREMATERIAL | WIREMATERIAL
LABELTEXT
MANUFACTURER
MATERIAL
MODEL
NOTES
OWNER
SERIALNUMBER
YEARMANUFACTURED
Note on A1: Trent Kading: Required Field
Note on B1: Trent Kading: Required Field
Note on C1: Trent Kading: Optional Field if wanting to set a Default vaule to a new attribute.

## StructureBoundary
UNAttrName | ArcGISFeatureAttr | UNAttrDefaultValue
CONTAINMENTSTATUS
SUBNETWORKNAME
CREATIONDATE | DATECREATED
CREATOR | CREATIONUSER
LASTUPDATE
UPDATEDBY
GLOBALID | GLOBALID
NAME | SUBSTATIONNAME
NOTES
Note on A1: Trent Kading: Required Field
Note on B1: Trent Kading: Required Field
Note on C1: Trent Kading: Optional Field if wanting to set a Default vaule to a new attribute.